## Areas
Area Number | Area Name
1 | NCENT
2 | NORTH
3 | EAST
4 | SCENT
5 | WEST
6 | FWEST
7 | COAST
8 | SOUTH

## Substations
Substation Number | Substation Name | Area Name | Latitude | Longitude | Maximum Nominal kV
1 | Dallas 1 | NCENT | 32.929 | -96.804 | 115
2 | Allen 1 | NCENT | 33.09 | -96.608 | 345
3 | Carrollton 1 | NCENT | 32.947 | -96.896 | 345
4 | Carrollton 2 | NCENT | 33.005 | -96.897 | 115
5 | Celina | NCENT | 33.339 | -96.753 | 115
6 | The Colony | NCENT | 33.064 | -96.901 | 115
7 | Allen 2 | NCENT | 33.114 | -96.694 | 115
8 | Coppell | NCENT | 32.943 | -96.985 | 345
9 | Denison 1 | NORTH | 33.771 | -96.604 | 345
10 | Denison 2 | NORTH | 33.727 | -96.471 | 115
11 | Flower Mound 1 | NCENT | 33.035 | -97.125 | 115
12 | Plano 1 | NCENT | 33.074 | -96.736 | 345
13 | Plano 2 | NCENT | 33.052 | -96.808 | 345
14 | Flower Mound 2 | NCENT | 33.033 | -97.06 | 115
15 | Rockwall 1 | NCENT | 32.852 | -96.436 | 115
16 | Frisco 1 | NCENT | 33.146 | -96.856 | 115
17 | Frisco 2 | NCENT | 33.163 | -96.79 | 115
18 | Irving 1 | NCENT | 32.875 | -96.997 | 115
19 | Irving 2 | NCENT | 32.885 | -96.942 | 115
20 | Garland 1 | NCENT | 32.929 | -96.62 | 115
21 | Garland 2 | NCENT | 32.898 | -96.664 | 115
22 | Garland 3 | NCENT | 32.858 | -96.576 | 345
23 | Garland 4 | NCENT | 32.974 | -96.654 | 345
24 | Rowlett 1 | NCENT | 32.951 | -96.566 | 345
25 | Grand Prairie 1 | NCENT | 32.777 | -97.009 | 115
26 | Grand Prairie 2 | NCENT | 32.729 | -96.996 | 345
27 | Grand Prairie 3 | NCENT | 32.665 | -97.025 | 115
28 | Grand Prairie 4 | NCENT | 32.591 | -97.039 | 115
29 | Lewisville 1 | NCENT | 33.02 | -96.996 | 115
30 | Gunter | NORTH | 33.451 | -96.742 | 115
31 | Irving 3 | NCENT | 32.823 | -96.96 | 115
32 | Lake Dallas | NCENT | 33.11 | -97.005 | 115
33 | Little Elm | NCENT | 33.176 | -96.951 | 115
34 | Mckinney 1 | NCENT | 33.18 | -96.587 | 345
35 | Mckinney 2 | NCENT | 33.172 | -96.696 | 115
36 | Mckinney 3 | NCENT | 33.246 | -96.631 | 345
37 | Plano 3 | NCENT | 33.032 | -96.673 | 115
38 | Plano 4 | NCENT | 33.021 | -96.742 | 115
39 | Pottsboro | NORTH | 33.801 | -96.726 | 115
40 | Lewisville 2 | NCENT | 33.081 | -97.061 | 115
41 | Prosper | NCENT | 33.242 | -96.808 | 345
42 | Richardson | NCENT | 32.964 | -96.728 | 115
43 | Rockwall 2 | NCENT | 32.944 | -96.453 | 115
44 | Rowlett 2 | NCENT | 32.898 | -96.55 | 115
45 | Sherman 1 | NORTH | 33.604 | -96.55 | 115
46 | Sherman 2 | NORTH | 33.657 | -96.704 | 115
47 | Plano 5 | NCENT | 33.022 | -96.615 | 345
48 | Wylie 1 | NCENT | 33.012 | -96.535 | 345
49 | Wylie 2 | NCENT | 32.27 | -96.702 | 115
50 | Barry | NCENT | 32.058 | -96.633 | 115
51 | Canton | EAST | 32.518 | -95.889 | 115
52 | Cedar Hill | NCENT | 32.58 | -96.965 | 115
53 | Chatfield | NCENT | 32.263 | -96.388 | 115
54 | Corsicana 1 | NCENT | 32.043 | -96.351 | 115
55 | Corsicana 2 | NCENT | 32.085 | -96.528 | 345
56 | Crandall | NCENT | 32.611 | -96.444 | 115
57 | Desoto | NCENT | 32.599 | -96.864 | 115
58 | Duncanville | NCENT | 32.655 | -96.929 | 115
59 | Edgewood | EAST | 32.715 | -95.854 | 115
60 | Ennis | NCENT | 32.326 | -96.588 | 115
61 | Eustace | EAST | 32.326 | -95.974 | 115
62 | Ferris | NCENT | 32.537 | -96.622 | 115
63 | Forney | NCENT | 32.743 | -96.455 | 115
64 | Fruitvale 1 | EAST | 32.69 | -95.79 | 115
65 | Fruitvale 2 | NCENT | 32.946 | -96.375 | 115
66 | Lancaster 1 | NCENT | 32.618 | -96.778 | 115
67 | Caddo Mills | NCENT | 33.066 | -96.222 | 115
68 | Grand Saline | EAST | 32.647 | -95.688 | 115
69 | Hutchins | NCENT | 32.624 | -96.687 | 115
70 | Kaufman | NCENT | 32.569 | -96.255 | 115
71 | Kemp | NCENT | 32.367 | -96.245 | 115
72 | Kerens | NCENT | 32.109 | -96.208 | 115
73 | Lancaster 2 | NCENT | 32.563 | -96.752 | 115
74 | Mabank 1 | NCENT | 32.437 | -96.08 | 115
75 | Malakoff | EAST | 32.127 | -96.014 | 115
76 | Mesquite 1 | NCENT | 32.772 | -96.617 | 115
77 | Mesquite 2 | NCENT | 32.817 | -96.63 | 115
78 | Palmer | NCENT | 32.44 | -96.678 | 345
79 | Powell | NCENT | 32.158 | -96.33 | 115
80 | Red Oak | NCENT | 32.522 | -96.807 | 115
81 | Rice | NCENT | 32.229 | -96.476 | 115
82 | Mabank 2 | NCENT | 32.278 | -96.105 | 115
83 | Scurry | NCENT | 32.463 | -96.405 | 115
84 | Seagoville | NCENT | 32.606 | -96.542 | 115
85 | Terrell 1 | NCENT | 32.758 | -96.301 | 115
86 | Terrell 2 | NCENT | 32.738 | -96.169 | 345
87 | Trinidad 1 | EAST | 32.167 | -96.119 | 115
88 | Trinidad 2 | NCENT | 33.066 | -96.309 | 115
89 | Waxahachie 1 | NCENT | 32.372 | -96.785 | 115
90 | Lavon | NCENT | 33.013 | -96.454 | 115
91 | Waxahachie 2 | NCENT | 32.361 | -96.916 | 115
92 | Wills Point | EAST | 32.703 | -95.995 | 115
93 | Nevada | NCENT | 33.062 | -96.393 | 115
94 | Balch Springs | NCENT | 32.698 | -96.616 | 115
95 | Mesquite 3 | NCENT | 32.726 | -96.559 | 115
96 | Sunnyvale | NCENT | 32.801 | -96.548 | 115
97 | Royse City | NCENT | 32.942 | -96.312 | 115
98 | Dallas 2 | NCENT | 32.799 | -96.8 | 115
99 | Dallas 3 | NCENT | 32.751 | -96.827 | 345
100 | Dallas 4 | NCENT | 32.838 | -96.772 | 115
101 | Dallas 5 | NCENT | 32.84 | -96.839 | 115
102 | Dallas 6 | NCENT | 32.771 | -96.75 | 115
103 | Dallas 7 | NCENT | 32.737 | -96.908 | 115
104 | Dallas 8 | NCENT | 32.782 | -96.879 | 345
105 | Dallas 9 | NCENT | 32.711 | -96.781 | 115
106 | Dallas 10 | NCENT | 32.71 | -96.679 | 345
107 | Dallas 11 | NCENT | 32.829 | -96.685 | 115
108 | Dallas 12 | NCENT | 32.879 | -96.871 | 115
109 | Dallas 13 | NCENT | 32.709 | -96.848 | 345
110 | Dallas 14 | NCENT | 32.767 | -96.689 | 115
111 | Dallas 15 | NCENT | 32.892 | -96.733 | 115
112 | Dallas 16 | NCENT | 32.663 | -96.853 | 115
113 | Dallas 17 | NCENT | 32.665 | -96.759 | 115
114 | Dallas 18 | NCENT | 32.99 | -96.816 | 345
115 | Greenville 1 | NCENT | 33.189 | -96.109 | 115
116 | Greenville 2 | NCENT | 33.068 | -96.084 | 115
117 | Princeton | NCENT | 33.152 | -96.483 | 115
118 | Anna | NCENT | 33.355 | -96.516 | 115
119 | Arthur City | NORTH | 33.858 | -95.649 | 115
120 | Bagwell 1 | NORTH | 33.802 | -95.152 | 115
121 | Bagwell 2 | NORTH | 33.441 | -96.179 | 115
122 | Bells | NORTH | 33.624 | -96.428 | 115
123 | Ben Franklin | NCENT | 33.462 | -95.757 | 115
124 | Blossom | NORTH | 33.684 | -95.345 | 115
125 | Bogata | NORTH | 33.44 | -95.14 | 115
126 | Bonham | NORTH | 33.572 | -96.175 | 115
127 | Brashear | EAST | 33.053 | -95.721 | 115
128 | Brookston | NORTH | 33.662 | -95.731 | 115
129 | Campbell | NCENT | 33.141 | -95.934 | 115
130 | Celeste | NCENT | 33.284 | -96.2 | 115
131 | Blue Ridge | NCENT | 33.322 | -96.378 | 345
132 | Clarksville | NORTH | 33.663 | -94.997 | 115
133 | Commerce | NCENT | 33.272 | -95.917 | 115
134 | Como | EAST | 33.014 | -95.461 | 115
135 | Cooper | NCENT | 33.396 | -95.676 | 345
136 | Cumby | EAST | 33.098 | -95.803 | 115
137 | Deport | NORTH | 33.483 | -95.32 | 115
138 | Detroit | NORTH | 33.714 | -95.24 | 115
139 | Dike | EAST | 33.261 | -95.472 | 115
140 | Dodd City | NORTH | 33.616 | -96.072 | 115
141 | Ector | NORTH | 33.554 | -96.283 | 115
142 | Emory | EAST | 32.881 | -95.749 | 115
143 | Farmersville | NCENT | 33.174 | -96.356 | 115
144 | Honey Grove | NORTH | 33.615 | -95.9 | 115
145 | Ivanhoe | NORTH | 33.777 | -96.109 | 115
146 | Klondike | NCENT | 33.316 | -95.789 | 115
147 | Ladonia | NORTH | 33.421 | -95.946 | 115
148 | Lake Creek | NCENT | 33.402 | -95.483 | 115
149 | Leesburg | EAST | 32.966 | -95.127 | 115
150 | Leonard | NORTH | 33.402 | -96.239 | 115
151 | Lone Oak | NCENT | 32.989 | -95.913 | 115
152 | Melissa | NCENT | 33.285 | -96.566 | 115
153 | Mount Pleasant | EAST | 33.216 | -94.979 | 115
154 | Mount Vernon | EAST | 33.169 | -95.215 | 115
155 | Howe | NORTH | 33.533 | -96.671 | 115
156 | Paris 1 | NORTH | 33.655 | -95.605 | 115
157 | Paris 2 | NORTH | 33.625 | -95.49 | 115
158 | Pattonville | NORTH | 33.502 | -95.403 | 115
159 | Pecan Gap | NCENT | 33.421 | -95.811 | 115
160 | Petty | NORTH | 33.577 | -95.81 | 115
161 | Pickton | EAST | 33.057 | -95.374 | 115
162 | Point | EAST | 32.884 | -95.87 | 115
163 | Powderly | NORTH | 33.816 | -95.488 | 115
164 | Quinlan 1 | NCENT | 32.925 | -96.113 | 115
165 | Quinlan 2 | NORTH | 33.475 | -96.238 | 115
166 | Ravenna | NORTH | 33.708 | -96.241 | 115
167 | Roxton | NORTH | 33.53 | -95.738 | 115
168 | Saltillo | EAST | 33.177 | -95.359 | 115
169 | Savoy | NORTH | 33.617 | -96.345 | 115
170 | Scroggins | EAST | 33.024 | -95.197 | 115
171 | Sulphur Bluff | EAST | 33.319 | -95.368 | 115
172 | Sulphur Springs | EAST | 33.168 | -95.608 | 115
173 | Sumner | NORTH | 33.745 | -95.744 | 115
174 | Talco | EAST | 33.335 | -95.162 | 115
175 | Telephone 1 | NORTH | 33.779 | -95.997 | 115
176 | Telephone 2 | NORTH | 33.519 | -96.484 | 115
177 | Trenton | NORTH | 33.439 | -96.311 | 115
178 | Whitewright | NORTH | 33.495 | -96.396 | 115
179 | Windom 1 | NORTH | 33.584 | -95.994 | 115
180 | Windom 2 | EAST | 33.146 | -95.108 | 115
181 | Van Alstyne | NORTH | 33.436 | -96.55 | 115
182 | Wolfe City | NCENT | 33.35 | -96.058 | 115
183 | Yantis | EAST | 32.925 | -95.568 | 115
184 | Annona | NORTH | 33.498 | -94.891 | 115
185 | Avery | NORTH | 33.554 | -94.78 | 115
186 | Cookville | EAST | 33.242 | -94.858 | 115
187 | Omaha | EAST | 33.207 | -94.774 | 115
188 | Henderson 1 | EAST | 32.239 | -94.728 | 115
189 | Henderson 2 | EAST | 32.078 | -94.83 | 115
190 | Laneville | EAST | 31.988 | -94.844 | 115
191 | Long Branch | EAST | 32.039 | -94.576 | 115
192 | Mount Enterprise | EAST | 31.925 | -94.704 | 345
193 | Overton | EAST | 32.275 | -94.937 | 115
194 | Pittsburg | EAST | 32.966 | -94.953 | 115
195 | Tatum | EAST | 32.312 | -94.552 | 115
196 | Tyler 1 | EAST | 32.34 | -95.308 | 115
197 | Tyler 2 | EAST | 32.235 | -95.321 | 115
198 | Tyler 3 | EAST | 32.413 | -95.443 | 115
199 | Tyler 4 | EAST | 32.363 | -95.087 | 115
200 | Tyler 5 | EAST | 32.47 | -95.308 | 115
201 | Tyler 6 | EAST | 32.302 | -95.178 | 115
202 | Tyler 7 | EAST | 32.418 | -95.213 | 115
203 | Tyler 8 | EAST | 32.304 | -95.391 | 345
204 | Arp | EAST | 32.268 | -95.078 | 115
205 | Athens 1 | EAST | 32.094 | -95.906 | 115
206 | Athens 2 | EAST | 32.244 | -95.808 | 115
207 | Ben Wheeler | EAST | 32.428 | -95.662 | 115
208 | Big Sandy | EAST | 32.641 | -95.072 | 115
209 | Brownsboro | EAST | 32.303 | -95.601 | 115
210 | Bullard | EAST | 32.113 | -95.348 | 115
211 | Chandler 1 | EAST | 32.271 | -95.521 | 115
212 | Chandler 2 | EAST | 32.036 | -95.419 | 115
213 | Cushing 1 | EAST | 31.796 | -94.854 | 115
214 | Flint | EAST | 32.218 | -95.413 | 115
215 | Frankston 1 | EAST | 32.043 | -95.523 | 345
216 | Frankston 2 | EAST | 31.895 | -95.144 | 115
217 | Jacksonville | EAST | 31.945 | -95.257 | 115
218 | Larue | EAST | 32.159 | -95.644 | 115
219 | Lindale | EAST | 32.538 | -95.436 | 115
220 | Mineola | EAST | 32.681 | -95.448 | 115
221 | Murchison 1 | EAST | 32.301 | -95.71 | 115
222 | Murchison 2 | EAST | 31.863 | -95.485 | 115
223 | Murchison 3 | EAST | 31.991 | -95.092 | 115
224 | Quitman | EAST | 32.816 | -95.425 | 115
225 | Reklaw | EAST | 31.872 | -94.974 | 115
226 | Rusk 1 | EAST | 31.779 | -95.193 | 115
227 | Rusk 2 | EAST | 31.826 | -94.926 | 115
228 | Troup | EAST | 32.112 | -95.1 | 115
229 | Van | EAST | 32.535 | -95.644 | 345
230 | Whitehouse | EAST | 32.222 | -95.221 | 115
231 | Winona | EAST | 32.482 | -95.106 | 115
232 | Palestine 1 | EAST | 31.735 | -95.531 | 115
233 | Palestine 2 | EAST | 31.882 | -95.679 | 115
234 | Buffalo 1 | EAST | 31.474 | -96.009 | 115
235 | Buffalo 2 | EAST | 31.932 | -95.981 | 115
236 | Centerville | EAST | 31.268 | -95.841 | 345
237 | Crockett | EAST | 31.285 | -95.491 | 115
238 | Donie | EAST | 31.479 | -96.23 | 345
239 | Elkhart | EAST | 31.607 | -95.583 | 115
240 | Fairfield | EAST | 31.783 | -96.094 | 115
241 | Grapeland | EAST | 31.514 | -95.438 | 115
242 | Jewett | EAST | 31.33 | -96.153 | 115
243 | Kennard 1 | EAST | 31.357 | -95.152 | 345
244 | Kennard 2 | EAST | 31.765 | -96.33 | 345
245 | Kennard 3 | EAST | 31.417 | -95.482 | 115
246 | Leona | EAST | 31.136 | -95.934 | 115
247 | Lovelady | EAST | 31.092 | -95.5 | 115
248 | Midway | EAST | 30.96 | -95.716 | 115
249 | Montalba | EAST | 31.946 | -95.813 | 115
250 | Oakwood | EAST | 31.557 | -95.864 | 115
251 | Pennington | EAST | 31.189 | -95.256 | 115
252 | Streetman | EAST | 31.894 | -96.237 | 115
253 | Teague | EAST | 31.611 | -96.238 | 115
254 | Tennessee Colony | EAST | 31.852 | -95.888 | 345
255 | Trinity | EAST | 30.964 | -95.326 | 115
256 | Lufkin 1 | EAST | 31.302 | -94.641 | 115
257 | Lufkin 2 | EAST | 31.341 | -94.826 | 345
258 | Alto | EAST | 31.613 | -95.062 | 345
259 | Chireno | EAST | 31.465 | -94.367 | 115
260 | Diboll | EAST | 31.187 | -94.759 | 115
261 | Douglass | EAST | 31.642 | -94.907 | 115
262 | Etoile | EAST | 31.326 | -94.385 | 115
263 | Garrison | EAST | 31.819 | -94.521 | 115
264 | Huntington | EAST | 31.231 | -94.51 | 115
265 | Nacogdoches 1 | EAST | 31.558 | -94.504 | 115
266 | Nacogdoches 2 | EAST | 31.62 | -94.647 | 115
267 | Nacogdoches 3 | EAST | 31.632 | -94.741 | 115
268 | Nacogdoches 4 | EAST | 31.723 | -94.629 | 115
269 | Pollok | EAST | 31.446 | -94.888 | 115
270 | Timpson 1 | EAST | 31.897 | -94.414 | 115
271 | Timpson 2 | EAST | 31.514 | -94.924 | 115
272 | Wiergate | EAST | 31.509 | -94.527 | 115
273 | Zavalla | EAST | 31.138 | -94.375 | 115
274 | Arlington 1 | NCENT | 32.652 | -97.158 | 115
275 | Arlington 2 | NCENT | 32.622 | -97.093 | 115
276 | Euless | NCENT | 32.801 | -97.095 | 345
277 | Aledo | NCENT | 32.696 | -97.631 | 345
278 | Alvarado | NCENT | 32.415 | -97.196 | 115
279 | Arlington 3 | NCENT | 32.732 | -97.081 | 115
280 | Arlington 4 | NCENT | 32.755 | -97.139 | 115
281 | Arlington 5 | NCENT | 32.702 | -97.164 | 115
282 | Arlington 6 | NCENT | 32.68 | -97.091 | 115
283 | Azle | NCENT | 32.9 | -97.561 | 115
284 | Bedford | NCENT | 32.852 | -97.115 | 115
285 | Boyd | NCENT | 33.042 | -97.597 | 115
286 | Burleson | NCENT | 32.533 | -97.307 | 115
287 | Cleburne 1 | NCENT | 32.346 | -97.328 | 115
288 | Cleburne 2 | NCENT | 32.277 | -97.508 | 345
289 | North Richland Hills 1 | NCENT | 32.883 | -97.181 | 345
290 | Cresson | NCENT | 32.562 | -97.631 | 115
291 | Crowley | NCENT | 32.582 | -97.421 | 115
292 | Forreston | NCENT | 32.238 | -96.842 | 115
293 | Glen Rose 1 | NCENT | 32.208 | -97.795 | 115
294 | Godley | NCENT | 32.426 | -97.54 | 115
295 | Granbury 1 | NCENT | 32.422 | -97.811 | 115
296 | Granbury 2 | NCENT | 32.46 | -97.707 | 115
297 | Grandview | NCENT | 32.281 | -97.161 | 115
298 | Grapevine | NCENT | 32.926 | -97.072 | 115
299 | Haslet | NCENT | 32.987 | -97.377 | 115
300 | Hurst | NCENT | 32.802 | -97.184 | 115
301 | Itasca | NCENT | 32.163 | -97.155 | 115
302 | Joshua | NCENT | 32.474 | -97.422 | 115
303 | Keene | NCENT | 32.393 | -97.328 | 115
304 | Kennedale 1 | NCENT | 32.64 | -97.217 | 115
305 | Kennedale 2 | NCENT | 32.504 | -97.188 | 345
306 | Mansfield | NCENT | 32.571 | -97.145 | 115
307 | Maypearl | NCENT | 32.302 | -97.037 | 115
308 | Midlothian | NCENT | 32.469 | -96.991 | 115
309 | Millsap | NCENT | 32.704 | -97.993 | 115
310 | Mineral Wells | NCENT | 32.8 | -98.127 | 115
311 | Nemo | NCENT | 32.272 | -97.671 | 115
312 | Newark | NCENT | 33.001 | -97.444 | 115
313 | Paradise | NCENT | 33.099 | -97.723 | 115
314 | Rhome | NCENT | 33.093 | -97.463 | 115
315 | Springtown | NCENT | 32.97 | -97.734 | 115
316 | Venus | NCENT | 32.426 | -97.09 | 115
317 | Weatherford 1 | NCENT | 32.853 | -97.697 | 115
318 | Weatherford 2 | NCENT | 32.755 | -97.791 | 345
319 | Weatherford 3 | NCENT | 32.683 | -97.782 | 345
320 | Weatherford 4 | NCENT | 32.848 | -97.903 | 345
321 | Southlake | NCENT | 32.96 | -97.149 | 115
322 | Rio Vista | NCENT | 32.21 | -97.393 | 115
323 | Fort Worth 1 | NCENT | 32.763 | -97.378 | 115
324 | Fort Worth 2 | NCENT | 32.711 | -97.266 | 115
325 | Fort Worth 3 | NCENT | 32.704 | -97.332 | 115
326 | Fort Worth 4 | NCENT | 32.817 | -97.36 | 115
327 | Fort Worth 5 | NCENT | 32.787 | -97.524 | 115
328 | Fort Worth 6 | NCENT | 32.701 | -97.387 | 115
329 | Haltom City | NCENT | 32.793 | -97.281 | 115
330 | Fort Worth 7 | NCENT | 32.747 | -97.218 | 115
331 | Fort Worth 8 | NCENT | 32.721 | -97.447 | 115
332 | Fort Worth 9 | NCENT | 32.647 | -97.393 | 115
333 | Fort Worth 10 | NCENT | 32.636 | -97.503 | 345
334 | Fort Worth 11 | NCENT | 32.882 | -97.346 | 115
335 | Fort Worth 12 | NCENT | 32.639 | -97.335 | 345
336 | Fort Worth 13 | NCENT | 32.847 | -97.482 | 115
337 | Fort Worth 14 | NCENT | 32.862 | -97.28 | 115
338 | Fort Worth 15 | NCENT | 32.62 | -97.275 | 345
339 | Fort Worth 16 | NCENT | 32.824 | -97.049 | 345
340 | Fort Worth 17 | NCENT | 32.975 | -97.31 | 115
341 | Fort Worth 18 | NCENT | 32.914 | -97.434 | 115
342 | North Richland Hills 2 | NCENT | 32.84 | -97.225 | 115
343 | Denton 1 | NCENT | 33.217 | -97.129 | 115
344 | Denton 2 | NCENT | 33.228 | -97.184 | 115
345 | Denton 3 | NCENT | 33.209 | -97.055 | 115
346 | Denton 4 | NCENT | 33.149 | -97.096 | 115
347 | Alvord | NCENT | 33.372 | -97.67 | 115
348 | Argyle | NCENT | 33.115 | -97.174 | 115
349 | Aubrey | NCENT | 33.273 | -96.99 | 115
350 | Bellevue | NORTH | 33.617 | -98.063 | 115
351 | Bowie | NORTH | 33.521 | -97.956 | 115
352 | Collinsville | NORTH | 33.538 | -96.907 | 115
353 | Decatur | NCENT | 33.276 | -97.514 | 115
354 | Era | NORTH | 33.479 | -97.352 | 115
355 | Forestburg | NORTH | 33.516 | -97.54 | 115
356 | Gainesville | NORTH | 33.662 | -97.176 | 115
357 | Keller 1 | NCENT | 32.928 | -97.284 | 115
358 | Gordonville | NORTH | 33.831 | -96.84 | 115
359 | Justin | NCENT | 33.1 | -97.34 | 115
360 | Keller 2 | NCENT | 32.924 | -97.225 | 115
361 | Krum | NCENT | 33.279 | -97.302 | 115
362 | Lindsay | NORTH | 33.63 | -97.236 | 115
363 | Montague | NORTH | 33.627 | -97.688 | 115
364 | Muenster 1 | NORTH | 33.682 | -97.383 | 345
365 | Muenster 2 | NORTH | 33.616 | -97.311 | 115
366 | Nocona | NORTH | 33.821 | -97.735 | 115
367 | Pilot Point | NCENT | 33.371 | -96.933 | 115
368 | Ponder | NCENT | 33.199 | -97.312 | 115
369 | Ringgold | NORTH | 33.793 | -97.964 | 115
370 | Roanoke | NCENT | 33.009 | -97.227 | 115
371 | Rosston | NORTH | 33.472 | -97.445 | 115
372 | Sadler | NORTH | 33.738 | -96.84 | 115
373 | Saint Jo | NORTH | 33.741 | -97.535 | 115
374 | Sanger 1 | NCENT | 33.373 | -97.213 | 115
375 | Sanger 2 | NORTH | 33.628 | -96.767 | 115
376 | Sunset | NORTH | 33.456 | -97.752 | 115
377 | Tioga | NORTH | 33.465 | -96.893 | 115
378 | Valley View | NORTH | 33.458 | -97.129 | 115
379 | Whitesboro | NORTH | 33.744 | -96.936 | 345
380 | Wichita Falls 1 | NORTH | 33.887 | -98.485 | 115
381 | Wichita Falls 2 | NORTH | 34.005 | -98.389 | 115
382 | Wichita Falls 3 | NORTH | 33.952 | -98.519 | 115
383 | Wichita Falls 4 | NORTH | 33.87 | -98.542 | 115
384 | Wichita Falls 5 | NORTH | 33.799 | -98.51 | 115
385 | Sheppard Afb | NORTH | 33.558 | -98.695 | 115
386 | Burkburnett | NORTH | 34.103 | -98.622 | 115
387 | Byers | NORTH | 34.081 | -98.184 | 115
388 | Electra | NORTH | 33.963 | -98.961 | 345
389 | Goree | NORTH | 33.476 | -99.545 | 115
390 | Harrold | NORTH | 34.043 | -98.993 | 115
391 | Henrietta | NORTH | 33.758 | -98.202 | 115
392 | Holliday | NORTH | 33.724 | -98.784 | 115
393 | Iowa Park 1 | NORTH | 33.973 | -98.721 | 115
394 | Iowa Park 2 | NORTH | 33.527 | -98.885 | 115
395 | Munday | NORTH | 33.485 | -99.643 | 115
396 | Newcastle | NCENT | 33.25 | -98.926 | 115
397 | Oklaunion | NORTH | 34.132 | -99.107 | 115
398 | Olney 1 | NCENT | 33.359 | -98.74 | 115
399 | Petrolia | NORTH | 34.008 | -98.259 | 115
400 | Scotland | NORTH | 33.668 | -98.489 | 115
401 | Seymour | NORTH | 33.621 | -99.244 | 115
402 | Vernon 1 | NORTH | 34.161 | -99.343 | 115
403 | Weinert | NORTH | 33.323 | -99.642 | 115
404 | Windthorst | NORTH | 33.513 | -98.458 | 115
405 | Stephenville 1 | NCENT | 32.282 | -98.197 | 115
406 | Stephenville 2 | NCENT | 32.216 | -98.217 | 115
407 | Breckenridge | NCENT | 32.804 | -98.892 | 115
408 | Bridgeport | NCENT | 33.166 | -97.845 | 345
409 | Bryson | NCENT | 33.158 | -98.378 | 115
410 | Caddo | NCENT | 32.759 | -98.666 | 115
411 | Albany | NCENT | 32.79 | -99.242 | 115
412 | Chico | NCENT | 33.316 | -97.858 | 115
413 | Blanket | NCENT | 31.843 | -98.805 | 115
414 | Bluff Dale | NCENT | 32.316 | -98.023 | 115
415 | Carbon | NCENT | 32.243 | -98.857 | 115
416 | Carlton | NCENT | 31.863 | -98.228 | 115
417 | Cisco | NCENT | 32.402 | -99.035 | 115
418 | Comanche | NCENT | 31.891 | -98.615 | 115
419 | Cross Plains | NCENT | 32.134 | -99.213 | 115
420 | De Leon | NCENT | 32.124 | -98.574 | 345
421 | Desdemona | NCENT | 32.299 | -98.552 | 115
422 | Dublin 1 | NCENT | 32.075 | -98.349 | 115
423 | Eastland | NCENT | 32.399 | -98.801 | 345
424 | Graford | NCENT | 32.905 | -98.324 | 115
425 | Graham 1 | NCENT | 33.058 | -98.622 | 115
426 | Graham 2 | NCENT | 31.748 | -98.364 | 115
427 | Gordon | NCENT | 32.588 | -98.334 | 345
428 | Gorman | NCENT | 32.212 | -98.736 | 115
429 | Gustine | NCENT | 31.813 | -98.384 | 115
430 | Hico | NCENT | 31.945 | -98.028 | 115
431 | Jacksboro 1 | NCENT | 33.22 | -98.188 | 115
432 | Jermyn | NCENT | 33.276 | -98.382 | 115
433 | Loving | NCENT | 33.31 | -98.5 | 345
434 | Lipan | NCENT | 32.527 | -98.009 | 115
435 | Mingus | NCENT | 32.455 | -98.418 | 115
436 | Moran 1 | NCENT | 32.556 | -99.165 | 115
437 | Moran 2 | NCENT | 32.433 | -98.737 | 115
438 | Moran 3 | NCENT | 32.341 | -99.198 | 115
439 | Ranger | NCENT | 32.496 | -98.664 | 115
440 | Rising Star | NCENT | 32.117 | -98.985 | 115
441 | Santo | NCENT | 32.601 | -98.173 | 345
442 | Sidney | NCENT | 31.977 | -98.794 | 115
443 | Strawn | NCENT | 32.665 | -98.494 | 115
444 | Tolar | NCENT | 32.363 | -97.924 | 115
445 | South Bend | NCENT | 32.99 | -98.745 | 115
446 | Throckmorton | NCENT | 33.188 | -99.265 | 345
447 | Palo Pinto | NCENT | 32.764 | -98.277 | 115
448 | Perrin | NCENT | 33.015 | -98.054 | 115
449 | Poolville | NCENT | 32.973 | -97.89 | 115
450 | Whitt | NCENT | 32.945 | -98.019 | 115
451 | Woodson | NCENT | 33.037 | -99.049 | 115
452 | Temple 1 | NCENT | 31.075 | -97.252 | 115
453 | Temple 2 | NCENT | 31.104 | -97.412 | 115
454 | Temple 3 | NCENT | 31.138 | -97.374 | 115
455 | Temple 4 | NCENT | 31.078 | -97.364 | 115
456 | Bartlett | NCENT | 30.802 | -97.424 | 115
457 | Belton | NCENT | 31.052 | -97.5 | 115
458 | Buckholts | SCENT | 30.853 | -97.149 | 115
459 | Burlington | SCENT | 31.021 | -97.121 | 115
460 | Cameron | SCENT | 30.891 | -96.908 | 115
461 | Copperas Cove 1 | NCENT | 31.219 | -97.968 | 115
462 | Copperas Cove 2 | SCENT | 30.789 | -97.292 | 115
463 | Eddy | NCENT | 31.269 | -97.202 | 115
464 | Evant | NCENT | 31.492 | -98.136 | 115
465 | Florence | SCENT | 30.842 | -97.81 | 115
466 | Gatesville | NCENT | 31.417 | -97.756 | 115
467 | Granger | SCENT | 30.711 | -97.414 | 115
468 | Hamilton | NCENT | 31.687 | -98.187 | 115
469 | Holland | NCENT | 30.884 | -97.379 | 115
470 | Jarrell | SCENT | 30.817 | -97.603 | 115
471 | Jonesboro | NCENT | 31.648 | -97.896 | 115
472 | Kempner | WEST | 31.088 | -98.011 | 115
473 | Fort Hood | NCENT | 31.132 | -97.749 | 115
474 | Killeen 1 | NCENT | 31.01 | -97.746 | 115
475 | Killeen 2 | NCENT | 31.149 | -97.633 | 115
476 | Harker Heights | NCENT | 31.055 | -97.638 | 115
477 | Killeen 3 | NCENT | 31.017 | -97.833 | 115
478 | Lampasas | WEST | 31.102 | -98.259 | 115
479 | Little River Academy | NCENT | 30.965 | -97.373 | 115
480 | Milano | SCENT | 30.7 | -96.831 | 115
481 | Moody | NCENT | 31.285 | -97.39 | 115
482 | Oglesby | NCENT | 31.41 | -97.531 | 115
483 | Pottsville | NCENT | 31.645 | -98.351 | 115
484 | Purmela | NCENT | 31.554 | -98.049 | 115
485 | Rockdale 1 | SCENT | 30.65 | -97.006 | 115
486 | Rogers | NCENT | 30.94 | -97.227 | 115
487 | Rosebud | NCENT | 31.082 | -96.954 | 115
488 | Salado 1 | NCENT | 30.926 | -97.599 | 115
489 | Salado 2 | SCENT | 30.819 | -97.502 | 115
490 | Taylor | SCENT | 30.579 | -97.389 | 115
491 | Thorndale | SCENT | 30.627 | -97.17 | 115
492 | Thrall | SCENT | 30.535 | -97.237 | 115
493 | Troy 1 | NCENT | 31.196 | -97.265 | 115
494 | Troy 2 | NCENT | 31.478 | -97.722 | 115
495 | Abbott | NCENT | 31.882 | -97.085 | 115
496 | Aquilla 1 | NCENT | 31.816 | -97.243 | 115
497 | Aquilla 2 | NCENT | 32.211 | -96.753 | 115
498 | Axtell | NCENT | 31.661 | -96.955 | 115
499 | Blooming Grove | NCENT | 32.123 | -96.724 | 115
500 | Blum | NCENT | 32.109 | -97.396 | 345
501 | Mertens | NCENT | 32.04 | -96.925 | 115
502 | Bremond | EAST | 31.15 | -96.652 | 115
503 | Bruceville | NCENT | 31.341 | -97.211 | 115
504 | Bynum | NCENT | 31.976 | -96.977 | 115
505 | Chilton | NCENT | 31.303 | -97.06 | 115
506 | China Spring | NCENT | 31.694 | -97.325 | 115
507 | Clifton 1 | NCENT | 31.817 | -97.547 | 115
508 | Coolidge | NCENT | 31.716 | -96.661 | 115
509 | Covington | NCENT | 32.171 | -97.291 | 345
510 | Cranfills Gap | NCENT | 31.769 | -97.804 | 115
511 | Crawford | NCENT | 31.55 | -97.443 | 115
512 | Dawson | NCENT | 31.867 | -96.656 | 345
513 | Elm Mott | NCENT | 31.697 | -97.074 | 115
514 | Frost | NCENT | 32.039 | -96.808 | 345
515 | Groesbeck | NCENT | 31.503 | -96.52 | 115
516 | Hewitt | NCENT | 31.454 | -97.195 | 115
517 | Hillsboro | NCENT | 32.022 | -97.133 | 115
518 | Hubbard | NCENT | 31.849 | -96.807 | 115
519 | Iredell 1 | NCENT | 32.001 | -97.883 | 115
520 | Iredell 2 | NCENT | 31.98 | -96.864 | 115
521 | Italy | NCENT | 32.178 | -96.851 | 115
522 | Kopperl | NCENT | 32.118 | -97.576 | 115
523 | Kosse 1 | NCENT | 31.3 | -96.609 | 115
524 | Kosse 2 | NCENT | 31.734 | -97.011 | 115
525 | Lorena | NCENT | 31.401 | -97.183 | 115
526 | Lott | NCENT | 31.185 | -97.044 | 115
527 | Mc Gregor | NCENT | 31.446 | -97.383 | 115
528 | Malone | NCENT | 31.925 | -96.905 | 115
529 | Marlin | NCENT | 31.32 | -96.848 | 115
530 | Mart | NCENT | 31.561 | -96.802 | 115
531 | Meridian | NCENT | 31.916 | -97.71 | 115
532 | Mexia | NCENT | 31.655 | -96.468 | 345
533 | Milford | NCENT | 32.138 | -96.992 | 115
534 | Morgan | NCENT | 31.989 | -97.53 | 115
535 | Mount Calm | NCENT | 31.751 | -96.892 | 115
536 | Penelope | NCENT | 31.864 | -96.951 | 115
537 | Prairie Hill | NCENT | 31.661 | -96.76 | 115
538 | Purdon | NCENT | 31.928 | -96.579 | 115
539 | Reagan | NCENT | 31.202 | -96.814 | 345
540 | Richland | NCENT | 31.893 | -96.434 | 115
541 | Riesel 1 | NCENT | 31.453 | -96.914 | 115
542 | Riesel 2 | NCENT | 31.355 | -97.013 | 115
543 | Riesel 3 | NCENT | 31.768 | -96.559 | 115
544 | Thornton | NCENT | 31.373 | -96.495 | 345
545 | Valley Mills | NCENT | 31.662 | -97.506 | 115
546 | Walnut Springs | NCENT | 32.084 | -97.737 | 115
547 | West | NCENT | 31.77 | -97.098 | 115
548 | Whitney | NCENT | 31.96 | -97.33 | 115
549 | Wortham | EAST | 31.784 | -96.404 | 115
550 | Waco 1 | NCENT | 31.545 | -97.166 | 115
551 | Waco 2 | NCENT | 31.621 | -97.099 | 345
552 | Waco 3 | NCENT | 31.476 | -97.084 | 115
553 | Waco 4 | NCENT | 31.627 | -97.216 | 115
554 | Woodway | NCENT | 31.53 | -97.26 | 115
555 | Brownwood | NCENT | 31.748 | -99.033 | 115
556 | Early | NCENT | 31.744 | -98.911 | 115
557 | Art | WEST | 30.767 | -99.05 | 345
558 | Ballinger | WEST | 31.739 | -99.934 | 115
559 | Bangs 1 | NCENT | 31.706 | -99.151 | 115
560 | Bangs 2 | WEST | 30.937 | -98.467 | 115
561 | Brady | WEST | 31.106 | -99.394 | 115
562 | Brookesmith | NCENT | 31.518 | -99.135 | 115
563 | Burkett | WEST | 32.007 | -99.291 | 115
564 | Castell | WEST | 30.654 | -98.918 | 345
565 | Cherokee | WEST | 30.986 | -98.736 | 115
566 | Coleman | WEST | 31.881 | -99.481 | 115
567 | Doole | WEST | 31.443 | -99.549 | 115
568 | Eden | WEST | 31.223 | -99.896 | 345
569 | Fort Mc Kavett | WEST | 30.898 | -100.107 | 115
570 | Fredonia | WEST | 30.94 | -99.08 | 115
571 | Goldthwaite 1 | NCENT | 31.432 | -98.509 | 115
572 | Gouldbusk | WEST | 31.538 | -99.488 | 115
573 | Hext | WEST | 30.843 | -99.57 | 115
574 | Junction | WEST | 30.472 | -99.822 | 115
575 | Lohn | WEST | 31.369 | -99.447 | 115
576 | Lometa | WEST | 31.257 | -98.377 | 115
577 | London | WEST | 30.695 | -99.581 | 115
578 | Mason | WEST | 30.691 | -99.276 | 115
579 | May | NCENT | 31.931 | -98.927 | 115
580 | Melvin | WEST | 31.177 | -99.616 | 345
581 | Menard | WEST | 30.884 | -99.855 | 115
582 | Miles | WEST | 31.592 | -100.193 | 115
583 | Millersview | WEST | 31.412 | -99.682 | 115
584 | Mullin | NCENT | 31.554 | -98.731 | 115
585 | Norton | WEST | 31.859 | -100.165 | 115
586 | Paint Rock | WEST | 31.461 | -99.934 | 115
587 | Pontotoc | WEST | 30.911 | -98.994 | 115
588 | Priddy | NCENT | 31.627 | -98.547 | 115
589 | Richland Springs | WEST | 31.289 | -98.995 | 115
590 | Rochelle | WEST | 31.332 | -99.166 | 115
591 | Rockwood | WEST | 31.515 | -99.381 | 115
592 | Roosevelt | WEST | 30.459 | -100.069 | 115
593 | Rowena | WEST | 31.603 | -100 | 115
594 | San Saba | WEST | 31.157 | -98.764 | 115
595 | Santa Anna | WEST | 31.649 | -99.295 | 115
596 | Talpa | WEST | 31.817 | -99.702 | 115
597 | Valera | WEST | 31.737 | -99.568 | 115
598 | Valley Spring | WEST | 30.859 | -98.861 | 115
599 | Voca | WEST | 31.012 | -99.159 | 115
600 | Voss | WEST | 31.61 | -99.64 | 115
601 | Zephyr | NCENT | 31.687 | -98.776 | 115
602 | San Angelo 1 | WEST | 31.611 | -100.553 | 115
603 | San Angelo 2 | WEST | 31.485 | -100.438 | 115
604 | San Angelo 3 | WEST | 31.278 | -100.406 | 345
605 | San Angelo 4 | WEST | 31.51 | -100.322 | 115
606 | Goodfellow Afb | WEST | 31.432 | -100.402 | 115
607 | Barnhart | WEST | 31.273 | -101.173 | 115
608 | Big Lake | FWEST | 31.269 | -101.542 | 115
609 | Bronte | WEST | 31.859 | -100.284 | 115
610 | Carlsbad | WEST | 31.603 | -100.669 | 345
611 | Christoval 1 | WEST | 31.083 | -100.424 | 115
612 | Eldorado | WEST | 30.884 | -100.595 | 115
613 | Eola 1 | WEST | 31.389 | -100.151 | 115
614 | Eola 2 | WEST | 31.269 | -100.564 | 115
615 | Mereta | WEST | 31.439 | -100.143 | 115
616 | Mertzon | WEST | 31.272 | -100.889 | 115
617 | Ozona | FWEST | 30.538 | -101.298 | 115
618 | Robert Lee | WEST | 31.885 | -100.611 | 115
619 | Silver | WEST | 32.041 | -100.695 | 115
620 | Sonora | WEST | 30.441 | -100.561 | 115
621 | Sterling City 1 | WEST | 31.803 | -101.056 | 115
622 | Sterling City 2 | WEST | 31.724 | -100.332 | 115
623 | Vancourt | WEST | 31.29 | -100.153 | 115
624 | Wall 1 | WEST | 31.372 | -100.305 | 115
625 | Wall 2 | WEST | 31.595 | -100.799 | 115
626 | Houston 1 | COAST | 29.728 | -95.344 | 345
627 | Houston 2 | COAST | 29.742 | -95.414 | 345
628 | Houston 3 | COAST | 29.798 | -95.417 | 115
629 | Houston 4 | COAST | 29.79 | -95.342 | 115
630 | Houston 5 | COAST | 29.701 | -95.261 | 115
631 | Houston 6 | COAST | 29.792 | -95.229 | 115
632 | Houston 7 | COAST | 29.966 | -95.455 | 115
633 | Houston 8 | COAST | 29.764 | -95.173 | 115
634 | Houston 9 | COAST | 29.863 | -95.326 | 115
635 | Houston 10 | COAST | 29.835 | -95.449 | 115
636 | Houston 11 | COAST | 29.847 | -95.381 | 345
637 | Houston 12 | COAST | 29.797 | -95.509 | 345
638 | Houston 13 | COAST | 29.683 | -95.421 | 115
639 | Houston 14 | COAST | 29.838 | -95.271 | 115
640 | Houston 15 | COAST | 29.751 | -95.25 | 115
641 | Houston 16 | COAST | 29.652 | -95.531 | 115
642 | Houston 17 | COAST | 29.988 | -95.353 | 115
643 | Houston 18 | COAST | 29.677 | -95.318 | 115
644 | Houston 19 | COAST | 29.631 | -95.191 | 115
645 | Houston 20 | COAST | 29.664 | -95.477 | 345
646 | Houston 21 | COAST | 29.714 | -95.534 | 115
647 | Houston 22 | COAST | 29.89 | -95.393 | 115
648 | Houston 23 | COAST | 29.894 | -95.449 | 115
649 | Houston 24 | COAST | 29.911 | -95.341 | 345
650 | Houston 25 | COAST | 29.875 | -95.527 | 115
651 | Houston 26 | COAST | 29.859 | -95.581 | 115
652 | Houston 27 | COAST | 29.813 | -95.584 | 345
653 | Houston 28 | COAST | 29.907 | -95.181 | 115
654 | Houston 29 | COAST | 29.636 | -95.433 | 115
655 | Houston 30 | COAST | 29.611 | -95.387 | 115
656 | Houston 31 | COAST | 29.619 | -95.324 | 115
657 | Houston 32 | COAST | 29.833 | -95.149 | 115
658 | Humble 1 | COAST | 29.94 | -95.26 | 115
659 | Houston 33 | COAST | 29.656 | -95.379 | 115
660 | Houston 34 | COAST | 29.584 | -95.461 | 115
661 | Houston 35 | COAST | 29.727 | -95.479 | 115
662 | Houston 36 | COAST | 29.558 | -95.125 | 115
663 | Pasadena 1 | COAST | 29.632 | -95.131 | 345
664 | Houston 37 | COAST | 29.935 | -95.395 | 345
665 | Houston 38 | COAST | 29.631 | -95.272 | 115
666 | Houston 39 | COAST | 29.93 | -95.514 | 115
667 | Houston 40 | COAST | 29.927 | -95.603 | 115
668 | Houston 41 | COAST | 30.007 | -95.488 | 115
669 | Houston 42 | COAST | 29.982 | -95.562 | 115
670 | Houston 43 | COAST | 29.687 | -95.585 | 345
671 | Houston 44 | COAST | 30.004 | -95.419 | 115
672 | Houston 45 | COAST | 29.76 | -95.611 | 345
673 | Houston 46 | COAST | 29.707 | -95.646 | 345
674 | Houston 47 | COAST | 29.827 | -95.66 | 115
675 | Missouri City 1 | COAST | 29.607 | -95.506 | 115
676 | Houston 48 | COAST | 29.587 | -95.226 | 345
677 | Houston 49 | COAST | 29.769 | -95.681 | 115
678 | Houston 50 | COAST | 29.909 | -95.651 | 115
679 | Conroe 1 | COAST | 30.307 | -95.439 | 115
680 | Conroe 2 | COAST | 30.222 | -95.339 | 115
681 | Conroe 3 | COAST | 30.378 | -95.377 | 115
682 | Conroe 4 | COAST | 30.325 | -95.505 | 345
683 | Conroe 5 | COAST | 30.286 | -95.312 | 115
684 | Montgomery 1 | COAST | 30.306 | -95.686 | 115
685 | Willis 1 | COAST | 30.439 | -95.533 | 115
686 | Cleveland | COAST | 30.392 | -95.191 | 345
687 | Huffman | COAST | 30.063 | -95.099 | 345
688 | Humble 2 | COAST | 30.017 | -95.286 | 115
689 | Kingwood 1 | COAST | 30.047 | -95.221 | 115
690 | Kingwood 2 | COAST | 30.053 | -95.158 | 115
691 | Humble 3 | COAST | 29.994 | -95.177 | 115
692 | Magnolia 1 | COAST | 30.217 | -95.647 | 115
693 | Magnolia 2 | COAST | 30.156 | -95.749 | 115
694 | Montgomery 2 | COAST | 30.466 | -95.73 | 345
695 | New Caney | COAST | 30.161 | -95.19 | 345
696 | Pinehurst | COAST | 30.161 | -95.669 | 115
697 | Plantersville | EAST | 30.316 | -95.85 | 115
698 | Porter | COAST | 30.107 | -95.297 | 345
699 | Splendora | COAST | 30.238 | -95.164 | 115
700 | Spring 1 | COAST | 30.062 | -95.384 | 115
701 | Tomball 1 | COAST | 30.095 | -95.586 | 345
702 | Tomball 2 | COAST | 30.062 | -95.682 | 345
703 | Willis 2 | COAST | 30.471 | -95.364 | 115
704 | Spring 2 | COAST | 30.041 | -95.529 | 345
705 | Spring 3 | COAST | 30.13 | -95.492 | 345
706 | Spring 4 | COAST | 30.187 | -95.525 | 345
707 | Conroe 6 | COAST | 30.234 | -95.496 | 115
708 | Conroe 7 | COAST | 30.188 | -95.416 | 345
709 | Spring 5 | COAST | 30.1 | -95.356 | 115
710 | Spring 6 | COAST | 30.059 | -95.471 | 115
711 | Richmond 1 | COAST | 29.646 | -95.795 | 115
712 | Richmond 2 | COAST | 29.67 | -95.708 | 345
713 | Richmond 3 | SCENT | 29.554 | -96.412 | 115
714 | Bay City 1 | COAST | 28.908 | -95.868 | 115
715 | Bay City 2 | COAST | 28.933 | -95.735 | 115
716 | Beasley | COAST | 29.464 | -95.966 | 115
717 | Bellville 1 | COAST | 29.987 | -96.253 | 115
718 | Bellville 2 | COAST | 28.849 | -96.255 | 115
719 | Boling | COAST | 29.259 | -95.93 | 115
720 | Brazoria | COAST | 28.961 | -95.558 | 115
721 | Brookshire | COAST | 29.848 | -95.977 | 115
722 | Chappell Hill 1 | SCENT | 30.122 | -96.258 | 115
723 | Chappell Hill 2 | COAST | 28.623 | -96.19 | 115
724 | Cypress 1 | COAST | 29.998 | -95.669 | 115
725 | Damon | COAST | 29.26 | -95.668 | 115
726 | Danevang | COAST | 29.067 | -96.189 | 115
727 | Cypress 2 | COAST | 29.934 | -95.748 | 115
728 | Eagle Lake | COAST | 29.528 | -96.305 | 345
729 | East Bernard 1 | COAST | 29.516 | -96.12 | 345
730 | East Bernard 2 | COAST | 29.419 | -96.234 | 115
731 | El Campo 1 | COAST | 29.212 | -96.281 | 115
732 | El Campo 2 | COAST | 28.895 | -96.148 | 115
733 | Fulshear | COAST | 29.671 | -95.924 | 115
734 | Garwood 1 | SCENT | 29.422 | -96.506 | 115
735 | Garwood 2 | COAST | 29.349 | -96.192 | 115
736 | Guy | COAST | 29.286 | -95.778 | 115
737 | Hempstead 1 | COAST | 30.1 | -96.066 | 345
738 | Hempstead 2 | COAST | 30.087 | -95.99 | 115
739 | Hockley | COAST | 30.048 | -95.834 | 115
740 | Hungerford | COAST | 29.416 | -96.085 | 115
741 | Katy 1 | COAST | 29.838 | -95.734 | 345
742 | Katy 2 | COAST | 29.746 | -95.742 | 345
743 | Katy 3 | COAST | 29.435 | -96.005 | 115
744 | Katy 4 | COAST | 29.214 | -96 | 115
745 | Katy 5 | COAST | 29.522 | -96.219 | 115
746 | Louise 1 | COAST | 29.133 | -96.427 | 115
747 | Louise 2 | COAST | 29.04 | -96.061 | 115
748 | Louise 3 | COAST | 28.731 | -95.882 | 115
749 | Louise 4 | COAST | 28.951 | -96.237 | 115
750 | Missouri City 2 | COAST | 29.529 | -95.531 | 115
751 | Missouri City 3 | SCENT | 29.397 | -96.385 | 115
752 | Needville 1 | COAST | 29.383 | -95.807 | 115
753 | Needville 2 | COAST | 29.592 | -95.955 | 115
754 | Palacios 1 | COAST | 28.763 | -96.23 | 115
755 | Palacios 2 | COAST | 29.793 | -96.012 | 115
756 | Palacios 3 | COAST | 29.201 | -96.102 | 115
757 | Pledger | COAST | 29.133 | -95.941 | 115
758 | Richmond 4 | COAST | 29.483 | -95.68 | 115
759 | Rock Island | SCENT | 29.537 | -96.546 | 115
760 | Rosenberg 1 | COAST | 29.548 | -95.862 | 115
761 | Rosenberg 2 | COAST | 29.795 | -96.108 | 115
762 | Sealy 1 | COAST | 29.78 | -96.181 | 115
763 | Sealy 2 | COAST | 29.489 | -96.652 | 115
764 | Stafford | COAST | 29.623 | -95.583 | 345
765 | Sugar Land 1 | COAST | 29.567 | -95.636 | 115
766 | Sweeny 1 | COAST | 29.086 | -95.767 | 115
767 | Sweeny 2 | COAST | 29.473 | -95.558 | 115
768 | Van Vleck | COAST | 29.092 | -95.904 | 115
769 | Wadsworth 1 | COAST | 28.788 | -95.839 | 115
770 | Waller | COAST | 30.08 | -95.932 | 115
771 | Wallis | COAST | 29.633 | -96.055 | 345
772 | West Columbia | COAST | 29.156 | -95.683 | 115
773 | Wharton | COAST | 29.307 | -96.091 | 115
774 | Katy 6 | COAST | 29.853 | -95.831 | 115
775 | Katy 7 | COAST | 29.741 | -95.83 | 115
776 | Sugar Land 2 | COAST | 29.644 | -95.653 | 115
777 | Pasadena 2 | COAST | 29.69 | -95.205 | 115
778 | Deer Park | COAST | 29.701 | -95.138 | 345
779 | Pasadena 3 | COAST | 29.625 | -95.063 | 115
780 | Santa Fe | COAST | 29.362 | -95.1 | 115
781 | Alvin 1 | COAST | 29.381 | -95.242 | 115
782 | Anahuac | COAST | 29.7 | -94.603 | 115
783 | Angleton | COAST | 29.175 | -95.45 | 115
784 | Bacliff | COAST | 29.507 | -94.987 | 115
785 | Baytown 1 | COAST | 29.733 | -94.994 | 115
786 | Baytown 2 | COAST | 29.802 | -94.97 | 115
787 | Baytown 3 | COAST | 29.79 | -94.859 | 345
788 | Channelview | COAST | 29.786 | -95.117 | 115
789 | Clute | COAST | 29.047 | -95.392 | 115
790 | Crosby | COAST | 29.933 | -95.057 | 115
791 | Danbury | COAST | 29.232 | -95.314 | 115
792 | Dayton | COAST | 30.054 | -94.922 | 115
793 | Dickinson | COAST | 29.457 | -95.031 | 115
794 | Freeport | COAST | 29.021 | -95.278 | 115
795 | Fresno | COAST | 29.537 | -95.475 | 115
796 | Friendswood | COAST | 29.515 | -95.192 | 115
797 | Galveston 1 | COAST | 29.311 | -94.776 | 115
798 | Galveston 2 | COAST | 29.278 | -94.833 | 115
799 | Galveston 3 | COAST | 29.253 | -94.925 | 115
800 | Hankamer | COAST | 29.869 | -94.603 | 115
801 | Highlands | COAST | 29.833 | -95.051 | 115
802 | Hitchcock | COAST | 29.304 | -95.032 | 115
803 | Kemah | COAST | 29.536 | -95.026 | 115
804 | Lake Jackson | COAST | 29.05 | -95.476 | 115
805 | La Marque | COAST | 29.38 | -94.988 | 115
806 | La Porte | COAST | 29.688 | -95.057 | 115
807 | League City | COAST | 29.504 | -95.087 | 115
808 | Liberty | COAST | 30.076 | -94.733 | 115
809 | Liverpool | COAST | 29.285 | -95.282 | 115
810 | Manvel 1 | COAST | 29.481 | -95.361 | 115
811 | Manvel 2 | COAST | 29.872 | -94.865 | 115
812 | Pearland 1 | COAST | 29.562 | -95.28 | 115
813 | Rosharon | COAST | 29.381 | -95.47 | 345
814 | Pearland 2 | COAST | 29.545 | -95.35 | 115
815 | Seabrook | COAST | 29.584 | -95.036 | 115
816 | Texas City 1 | COAST | 29.391 | -94.92 | 115
817 | Wallisville | COAST | 29.836 | -94.702 | 115
818 | Fred | COAST | 29.507 | -94.52 | 115
819 | High Island | COAST | 29.56 | -94.414 | 115
820 | Port Arthur | COAST | 29.426 | -94.686 | 115
821 | Spurger | COAST | 29.752 | -94.421 | 115
822 | Winnie | COAST | 29.813 | -94.416 | 115
823 | Bryan 1 | EAST | 30.652 | -96.339 | 345
824 | Bryan 2 | EAST | 30.681 | -96.386 | 115
825 | Bryan 3 | EAST | 30.678 | -96.484 | 115
826 | Bryan 4 | EAST | 30.798 | -96.312 | 115
827 | Anderson 1 | EAST | 30.528 | -96.011 | 115
828 | Bedias | EAST | 30.727 | -95.904 | 115
829 | Brenham | SCENT | 30.215 | -96.41 | 345
830 | Burton | SCENT | 30.194 | -96.588 | 115
831 | Caldwell | SCENT | 30.542 | -96.676 | 115
832 | Calvert | EAST | 31.003 | -96.689 | 115
833 | College Station 1 | EAST | 30.609 | -96.326 | 115
834 | College Station 2 | EAST | 30.561 | -96.273 | 115
835 | Dime Box 1 | SCENT | 30.355 | -96.84 | 115
836 | Dime Box 2 | EAST | 31.132 | -96.139 | 115
837 | Franklin 1 | EAST | 31.076 | -96.426 | 115
838 | Franklin 2 | SCENT | 30.785 | -96.706 | 115
839 | Hearne | EAST | 30.872 | -96.527 | 115
840 | Iola | EAST | 30.726 | -96.096 | 115
841 | Madisonville | EAST | 30.954 | -95.905 | 345
842 | Marquez 1 | EAST | 31.236 | -96.229 | 115
843 | Marquez 2 | EAST | 30.743 | -96.548 | 115
844 | Navasota | EAST | 30.369 | -96.055 | 115
845 | Normangee | EAST | 31.064 | -96.127 | 115
846 | North Zulch | EAST | 30.872 | -96.147 | 115
847 | Richards 1 | EAST | 30.569 | -95.808 | 115
848 | Richards 2 | EAST | 30.599 | -95.875 | 345
849 | Richards 3 | SCENT | 30.471 | -96.438 | 115
850 | Somerville | SCENT | 30.399 | -96.498 | 115
851 | Washington | SCENT | 30.287 | -96.189 | 115
852 | Victoria 1 | COAST | 28.805 | -96.985 | 345
853 | Victoria 2 | COAST | 28.938 | -97.02 | 115
854 | Victoria 3 | COAST | 28.732 | -97.043 | 115
855 | Victoria 4 | SOUTH | 28.291 | -96.899 | 115
856 | Victoria 5 | COAST | 28.634 | -96.901 | 115
857 | Cuero 1 | SCENT | 29.097 | -97.282 | 115
858 | Edna 1 | COAST | 29.042 | -96.69 | 115
859 | Edna 2 | SOUTH | 28.677 | -97.199 | 115
860 | Edna 3 | COAST | 28.858 | -96.354 | 115
861 | Ganado | COAST | 29.021 | -96.49 | 115
862 | Goliad | SOUTH | 28.652 | -97.406 | 115
863 | Hallettsville | SCENT | 29.38 | -96.836 | 115
864 | Inez 1 | COAST | 28.905 | -96.829 | 115
865 | Inez 2 | COAST | 28.775 | -96.659 | 115
866 | Inez 3 | COAST | 28.847 | -96.429 | 115
867 | Lolita 1 | COAST | 28.833 | -96.522 | 115
868 | Lolita 2 | COAST | 28.544 | -96.971 | 345
869 | Meyersville | SCENT | 28.892 | -97.31 | 345
870 | Moulton 1 | SCENT | 29.565 | -97.084 | 115
871 | Moulton 2 | COAST | 28.954 | -97.123 | 115
872 | Moulton 3 | COAST | 28.696 | -96.794 | 115
873 | Moulton 4 | COAST | 28.667 | -96.571 | 115
874 | Port Lavaca 1 | COAST | 28.61 | -96.609 | 115
875 | Port Lavaca 2 | COAST | 28.445 | -96.492 | 115
876 | Seadrift 1 | COAST | 28.43 | -96.574 | 115
877 | Shiner 1 | SCENT | 29.453 | -97.192 | 115
878 | Shiner 2 | SCENT | 29.343 | -97.076 | 345
879 | Shiner 3 | COAST | 28.839 | -96.89 | 115
880 | Tivoli 1 | SOUTH | 28.483 | -96.929 | 115
881 | Tivoli 2 | COAST | 28.799 | -96.615 | 115
882 | Tivoli 3 | SOUTH | 28.858 | -97.429 | 345
883 | Westhoff | SCENT | 29.178 | -97.471 | 345
884 | Yoakum 1 | SCENT | 29.202 | -97.076 | 115
885 | Yoakum 2 | SOUTH | 28.293 | -99.214 | 115
886 | Atascosa | SCENT | 29.283 | -98.737 | 115
887 | Bandera | SCENT | 29.707 | -99.095 | 115
888 | Bergheim | SCENT | 29.903 | -98.556 | 115
889 | Bigfoot | SOUTH | 28.942 | -98.851 | 115
890 | Boerne 1 | SCENT | 29.859 | -98.706 | 115
891 | Calliham | SOUTH | 28.498 | -98.369 | 345
892 | Campbellton | SOUTH | 28.721 | -98.281 | 345
893 | Castroville | SCENT | 29.357 | -98.887 | 115
894 | Center Point | WEST | 29.902 | -99.038 | 115
895 | Charlotte | SOUTH | 28.791 | -98.718 | 115
896 | Christine | SOUTH | 28.765 | -98.486 | 115
897 | Comfort | SCENT | 29.972 | -98.905 | 115
898 | Cotulla | SOUTH | 28.375 | -99.136 | 115
899 | Boerne 2 | SCENT | 29.748 | -98.65 | 115
900 | Devine | SCENT | 29.172 | -98.967 | 115
901 | Dilley 1 | SOUTH | 28.703 | -99.191 | 345
902 | Dilley 2 | SOUTH | 28.042 | -99.399 | 115
903 | Fowlerton | SOUTH | 28.496 | -98.82 | 115
904 | George West | SOUTH | 28.257 | -98.143 | 115
905 | Helotes | SCENT | 29.61 | -98.747 | 115
906 | Hunt | WEST | 30.027 | -99.508 | 115
907 | Ingram | WEST | 30.082 | -99.283 | 115
908 | Jourdanton | SOUTH | 28.821 | -98.61 | 115
909 | Kendalia | SCENT | 29.969 | -98.539 | 115
910 | Kerrville 1 | WEST | 30.037 | -99.163 | 115
911 | Kerrville 2 | WEST | 30.159 | -99.345 | 115
912 | La Coste | SCENT | 29.312 | -98.835 | 115
913 | Laredo 1 | SOUTH | 27.514 | -99.502 | 115
914 | Laredo 2 | SOUTH | 27.545 | -99.462 | 115
915 | Laredo 3 | SOUTH | 27.557 | -99.267 | 115
916 | Laredo 4 | SOUTH | 27.752 | -99.126 | 115
917 | Laredo 5 | SOUTH | 27.834 | -99.685 | 345
918 | Laredo 6 | SOUTH | 27.374 | -99.351 | 115
919 | Laredo 7 | SOUTH | 29.071 | -98.482 | 115
920 | Lytle | SOUTH | 29.204 | -98.777 | 345
921 | Medina | SCENT | 29.83 | -99.331 | 115
922 | Mico | SCENT | 29.537 | -98.934 | 115
923 | Moore | SOUTH | 29.037 | -99.001 | 115
924 | Mountain Home | WEST | 30.095 | -99.628 | 115
925 | Natalia | SCENT | 29.2 | -98.842 | 115
926 | Oakville | SOUTH | 28.447 | -98.107 | 115
927 | Pearsall 1 | SOUTH | 28.891 | -99.142 | 115
928 | Pipe Creek | SCENT | 29.69 | -98.911 | 115
929 | Pleasanton | SOUTH | 28.936 | -98.429 | 115
930 | Poteet | SOUTH | 29.08 | -98.642 | 115
931 | Rio Medina | SCENT | 29.501 | -98.853 | 115
932 | San Ygnacio | SOUTH | 27.128 | -99.331 | 115
933 | Somerset 1 | SCENT | 29.186 | -98.681 | 115
934 | Spring Branch | SCENT | 29.895 | -98.391 | 115
935 | Three Rivers | SOUTH | 28.47 | -98.226 | 115
936 | Tilden | SOUTH | 28.31 | -98.573 | 115
937 | Von Ormy | SCENT | 29.244 | -98.622 | 115
938 | Whitsett | SOUTH | 28.623 | -98.369 | 115
939 | Zapata | SOUTH | 26.931 | -99.163 | 115
940 | Adkins | SCENT | 29.354 | -98.238 | 115
941 | Beeville 1 | SOUTH | 28.408 | -97.711 | 345
942 | Beeville 2 | SOUTH | 28.523 | -97.762 | 115
943 | Beeville 3 | SOUTH | 28.568 | -97.579 | 115
944 | Cibolo | SCENT | 29.575 | -98.221 | 115
945 | Converse | SCENT | 29.488 | -98.291 | 115
946 | Elmendorf | SCENT | 29.214 | -98.371 | 115
947 | Falls City | SCENT | 28.867 | -98.24 | 115
948 | Floresville | SCENT | 29.115 | -98.209 | 115
949 | Gillett | SCENT | 29.111 | -97.759 | 115
950 | Hobson | SCENT | 28.939 | -97.921 | 115
951 | Karnes City | SCENT | 28.801 | -98.063 | 115
952 | Kenedy | SCENT | 28.733 | -97.895 | 115
953 | La Vernia | SCENT | 29.35 | -98.107 | 115
954 | Leesville | SCENT | 29.429 | -97.736 | 115
955 | Mc Queeney | SCENT | 29.6 | -98.048 | 115
956 | Marion 1 | SCENT | 29.557 | -98.147 | 115
957 | Marion 2 | SOUTH | 28.541 | -97.957 | 115
958 | New Braunfels 1 | SCENT | 29.697 | -98.071 | 115
959 | New Braunfels 2 | SCENT | 29.759 | -98.19 | 345
960 | Canyon Lake 1 | SCENT | 29.889 | -98.245 | 345
961 | Nixon | SCENT | 29.334 | -97.766 | 115
962 | Nordheim 1 | SCENT | 28.914 | -97.633 | 115
963 | Nordheim 2 | SOUTH | 28.537 | -97.811 | 115
964 | Nordheim 3 | SCENT | 29.259 | -97.851 | 115
965 | Nordheim 4 | SOUTH | 28.645 | -97.994 | 115
966 | Nordheim 5 | SOUTH | 28.603 | -97.839 | 115
967 | Nordheim 6 | SCENT | 29.073 | -98.08 | 115
968 | Schertz | SCENT | 29.546 | -98.276 | 115
969 | Runge | SCENT | 28.864 | -97.705 | 115
970 | Saint Hedwig | SCENT | 29.437 | -98.205 | 115
971 | Seguin | SCENT | 29.543 | -97.937 | 115
972 | Smiley | SCENT | 29.232 | -97.591 | 115
973 | Stockdale | SCENT | 29.242 | -97.923 | 115
974 | Sutherland Springs 1 | SCENT | 29.293 | -98.057 | 115
975 | Sutherland Springs 2 | SOUTH | 28.59 | -97.773 | 115
976 | Bulverde | SCENT | 29.769 | -98.453 | 115
977 | Yorktown | SCENT | 28.983 | -97.521 | 115
978 | San Antonio 1 | SCENT | 29.467 | -98.515 | 115
979 | San Antonio 2 | SCENT | 29.408 | -98.464 | 345
980 | San Antonio 3 | SCENT | 29.415 | -98.54 | 115
981 | San Antonio 4 | SCENT | 29.485 | -98.454 | 345
982 | San Antonio 5 | SCENT | 29.346 | -98.588 | 115
983 | San Antonio 6 | SCENT | 29.527 | -98.505 | 115
984 | San Antonio 7 | SCENT | 29.325 | -98.47 | 115
985 | San Antonio 8 | SCENT | 29.538 | -98.415 | 115
986 | San Antonio 9 | SCENT | 29.492 | -98.397 | 115
987 | San Antonio 10 | SCENT | 29.432 | -98.391 | 115
988 | San Antonio 11 | SCENT | 29.278 | -98.479 | 345
989 | San Antonio 12 | SCENT | 29.355 | -98.372 | 345
990 | San Antonio 13 | SCENT | 29.312 | -98.391 | 345
991 | San Antonio 14 | SCENT | 29.305 | -98.531 | 345
992 | San Antonio 15 | SCENT | 29.404 | -98.628 | 115
993 | San Antonio 16 | SCENT | 29.464 | -98.585 | 115
994 | San Antonio 17 | SCENT | 29.526 | -98.581 | 115
995 | San Antonio 18 | SCENT | 29.586 | -98.531 | 115
996 | San Antonio 19 | SCENT | 29.589 | -98.475 | 115
997 | San Antonio 20 | SCENT | 29.541 | -98.361 | 115
998 | San Antonio 21 | SCENT | 29.474 | -98.348 | 115
999 | San Antonio 22 | SCENT | 29.401 | -98.731 | 115
1000 | San Antonio 23 | SCENT | 29.586 | -98.407 | 115
1001 | San Antonio 24 | SCENT | 29.565 | -98.619 | 115
1002 | San Antonio 25 | SCENT | 29.484 | -98.67 | 345
1003 | San Antonio 26 | SCENT | 29.341 | -98.706 | 115
1004 | San Antonio 27 | SCENT | 29.469 | -98.798 | 115
1005 | San Antonio 28 | SCENT | 29.538 | -98.735 | 115
1006 | San Antonio 29 | SCENT | 29.642 | -98.644 | 345
1007 | San Antonio 30 | SCENT | 29.66 | -98.583 | 115
1008 | San Antonio 31 | SCENT | 29.634 | -98.497 | 345
1009 | San Antonio 32 | SCENT | 29.627 | -98.427 | 115
1010 | San Antonio 33 | SCENT | 29.697 | -98.487 | 345
1011 | San Antonio 34 | SCENT | 29.691 | -98.402 | 115
1012 | San Antonio 35 | SCENT | 29.365 | -98.305 | 115
1013 | San Antonio 36 | SCENT | 29.2 | -98.493 | 115
1014 | San Antonio 37 | SCENT | 29.656 | -98.339 | 115
1015 | Agua Dulce | SOUTH | 27.743 | -97.916 | 345
1016 | Alice 1 | SOUTH | 27.726 | -98.135 | 345
1017 | Alice 2 | SOUTH | 27.873 | -97.092 | 115
1018 | Aransas Pass 1 | SOUTH | 27.927 | -97.178 | 115
1019 | Aransas Pass 2 | SOUTH | 26.911 | -97.774 | 115
1020 | Aransas Pass 3 | SOUTH | 27.805 | -97.792 | 115
1021 | Bayside 1 | SOUTH | 28.121 | -97.197 | 345
1022 | Bayside 2 | SOUTH | 27.634 | -98.497 | 115
1023 | Bayside 3 | SOUTH | 27.66 | -98.076 | 345
1024 | Bishop | SOUTH | 27.622 | -97.751 | 115
1025 | Bruni 1 | SOUTH | 27.48 | -98.865 | 115
1026 | Concepcion 1 | SOUTH | 27.373 | -98.285 | 115
1027 | Concepcion 2 | SOUTH | 27.673 | -97.76 | 115
1028 | Concepcion 3 | SOUTH | 27.963 | -97.679 | 115
1029 | Encino | SOUTH | 26.881 | -98.216 | 115
1030 | Falfurrias | SOUTH | 27.194 | -98.207 | 115
1031 | Freer 1 | SOUTH | 27.836 | -98.629 | 115
1032 | Freer 2 | SOUTH | 28.068 | -97.042 | 115
1033 | Freer 3 | SOUTH | 27.924 | -97.287 | 115
1034 | Hebbronville | SOUTH | 27.1 | -98.79 | 115
1035 | Ingleside | SOUTH | 27.868 | -97.203 | 115
1036 | Kingsville | SOUTH | 27.444 | -97.866 | 115
1037 | Mathis | SOUTH | 28.103 | -97.808 | 115
1038 | Mirando City | SOUTH | 27.365 | -98.997 | 115
1039 | Odem 1 | SOUTH | 27.948 | -97.599 | 115
1040 | Odem 2 | SOUTH | 27.615 | -98.946 | 115
1041 | Orange Grove | SOUTH | 27.986 | -98.06 | 115
1042 | Port Aransas | SOUTH | 27.777 | -97.115 | 115
1043 | Portland | SOUTH | 27.892 | -97.384 | 115
1044 | Premont | SOUTH | 27.396 | -98.171 | 115
1045 | Realitos | SOUTH | 27.421 | -98.514 | 115
1046 | Refugio | SOUTH | 28.352 | -97.155 | 115
1047 | Riviera | SOUTH | 27.307 | -97.78 | 115
1048 | Robstown | SOUTH | 27.791 | -97.742 | 345
1049 | Rockport | SOUTH | 28.133 | -97.062 | 345
1050 | Sandia | SOUTH | 28.093 | -97.963 | 115
1051 | San Diego 1 | SOUTH | 27.85 | -98.386 | 115
1052 | San Diego 2 | SOUTH | 27.139 | -97.901 | 115
1053 | Sinton | SOUTH | 28.122 | -97.553 | 115
1054 | Skidmore | SOUTH | 28.246 | -97.651 | 115
1055 | Taft 1 | SOUTH | 27.997 | -97.327 | 115
1056 | Tynan | SOUTH | 28.18 | -97.708 | 115
1057 | Woodsboro | SOUTH | 28.187 | -97.382 | 115
1058 | Corpus Christi 1 | SOUTH | 27.775 | -97.427 | 115
1059 | Corpus Christi 2 | SOUTH | 27.797 | -97.522 | 115
1060 | Corpus Christi 3 | SOUTH | 27.838 | -97.596 | 115
1061 | Corpus Christi 4 | SOUTH | 27.73 | -97.385 | 115
1062 | Corpus Christi 5 | SOUTH | 27.704 | -97.345 | 115
1063 | Corpus Christi 6 | SOUTH | 27.674 | -97.391 | 115
1064 | Corpus Christi 7 | SOUTH | 27.658 | -97.48 | 115
1065 | Corpus Christi 8 | SOUTH | 27.74 | -97.467 | 115
1066 | Corpus Christi 9 | SOUTH | 27.627 | -97.269 | 115
1067 | Corpus Christi 10 | SOUTH | 27.695 | -97.269 | 345
1068 | Mcallen 1 | SOUTH | 26.216 | -98.24 | 345
1069 | Mcallen 2 | SOUTH | 26.162 | -98.249 | 115
1070 | Mcallen 3 | SOUTH | 26.272 | -98.237 | 115
1071 | Alamo | SOUTH | 26.145 | -98.121 | 115
1072 | Brownsville 1 | SOUTH | 25.963 | -97.55 | 345
1073 | Brownsville 2 | SOUTH | 25.944 | -97.318 | 345
1074 | Brownsville 3 | SOUTH | 25.989 | -97.444 | 115
1075 | Brownsville 4 | SOUTH | 26.253 | -97.744 | 115
1076 | Delmita | SOUTH | 26.649 | -98.451 | 115
1077 | Donna | SOUTH | 26.162 | -98.059 | 345
1078 | Edcouch | SOUTH | 26.375 | -97.98 | 115
1079 | Edinburg 1 | SOUTH | 26.281 | -98.183 | 345
1080 | Edinburg 2 | SOUTH | 26.45 | -98.277 | 115
1081 | Edinburg 3 | SOUTH | 26.451 | -98.092 | 115
1082 | Edinburg 4 | SOUTH | 26.298 | -98.004 | 115
1083 | Edinburg 5 | SOUTH | 26.587 | -99.12 | 115
1084 | Edinburg 6 | SOUTH | 26.275 | -98.655 | 115
1085 | Edinburg 7 | SOUTH | 26.455 | -98.036 | 115
1086 | Harlingen 1 | SOUTH | 26.256 | -97.668 | 115
1087 | Harlingen 2 | SOUTH | 26.197 | -97.751 | 115
1088 | Hidalgo | SOUTH | 26.111 | -98.242 | 115
1089 | La Feria | SOUTH | 26.149 | -97.831 | 115
1090 | La Joya 1 | SOUTH | 26.243 | -98.494 | 115
1091 | La Joya 2 | SOUTH | 26.477 | -97.921 | 115
1092 | La Joya 3 | SOUTH | 26.298 | -97.902 | 115
1093 | Linn | SOUTH | 26.654 | -98.26 | 115
1094 | Lopeno | SOUTH | 26.678 | -99.103 | 345
1095 | Sullivan City | SOUTH | 26.289 | -98.547 | 345
1096 | Los Fresnos 1 | SOUTH | 26.148 | -97.37 | 345
1097 | Los Fresnos 2 | SOUTH | 26.053 | -97.74 | 115
1098 | Lyford | SOUTH | 26.368 | -97.744 | 115
1099 | Mercedes | SOUTH | 26.175 | -97.913 | 115
1100 | Mission 1 | SOUTH | 26.229 | -98.376 | 115
1101 | Mission 2 | SOUTH | 26.296 | -98.3 | 115
1102 | Mission 3 | SOUTH | 26.319 | -98.37 | 345
1103 | Olmito | SOUTH | 26.022 | -97.526 | 115
1104 | Penitas | SOUTH | 26.322 | -98.476 | 115
1105 | Pharr | SOUTH | 26.156 | -98.178 | 115
1106 | Port Isabel 1 | SOUTH | 26.052 | -97.313 | 115
1107 | Port Isabel 2 | SOUTH | 26.083 | -97.962 | 115
1108 | Raymondville | SOUTH | 26.488 | -97.739 | 345
1109 | Rio Grande City | SOUTH | 26.546 | -98.716 | 115
1110 | Rio Hondo | SOUTH | 26.261 | -97.489 | 115
1111 | Roma 1 | SOUTH | 26.573 | -98.966 | 115
1112 | Roma 2 | SOUTH | 26.533 | -99.113 | 115
1113 | San Benito | SOUTH | 26.106 | -97.629 | 345
1114 | San Isidro | SOUTH | 26.738 | -98.397 | 115
1115 | San Juan | SOUTH | 26.508 | -97.648 | 345
1116 | Santa Elena 1 | SOUTH | 26.583 | -98.522 | 115
1117 | Santa Elena 2 | SOUTH | 26.062 | -97.847 | 115
1118 | Santa Rosa 1 | SOUTH | 26.276 | -97.824 | 345
1119 | Santa Rosa 2 | SOUTH | 26.345 | -97.795 | 115
1120 | Weslaco | SOUTH | 26.159 | -97.989 | 115
1121 | South Padre Island 1 | SOUTH | 26.235 | -97.272 | 115
1122 | South Padre Island 2 | SOUTH | 26.569 | -97.442 | 115
1123 | Bastrop 1 | SCENT | 30.124 | -97.328 | 115
1124 | Bertram | SCENT | 30.773 | -98.045 | 115
1125 | Blanco | SCENT | 30.084 | -98.476 | 115
1126 | Tow | WEST | 30.853 | -98.471 | 115
1127 | Briggs | SCENT | 30.936 | -97.935 | 115
1128 | Buchanan Dam 1 | WEST | 30.76 | -98.438 | 115
1129 | Buda | SCENT | 30.079 | -97.838 | 115
1130 | Burnet | SCENT | 30.801 | -98.283 | 345
1131 | Cedar Creek 1 | SCENT | 30.094 | -97.495 | 115
1132 | Cedar Park | SCENT | 30.504 | -97.824 | 115
1133 | Cost | SCENT | 29.41 | -97.587 | 115
1134 | Coupland | SCENT | 30.465 | -97.384 | 115
1135 | Dale | SCENT | 29.94 | -97.568 | 345
1136 | Del Valle | SCENT | 30.151 | -97.607 | 345
1137 | Doss | WEST | 30.465 | -99.156 | 115
1138 | Driftwood | SCENT | 30.112 | -98.034 | 115
1139 | Dripping Springs | SCENT | 30.224 | -98.135 | 115
1140 | Elgin | SCENT | 30.339 | -97.361 | 115
1141 | Pflugerville 1 | SCENT | 29.741 | -97.766 | 115
1142 | Fischer | SCENT | 29.971 | -98.228 | 345
1143 | Fredericksburg | WEST | 30.281 | -98.877 | 115
1144 | Georgetown 1 | SCENT | 30.659 | -97.618 | 115
1145 | Georgetown 2 | SCENT | 30.648 | -97.753 | 115
1146 | Gonzales 1 | SCENT | 29.477 | -97.449 | 115
1147 | Harper | WEST | 30.34 | -99.307 | 115
1148 | Harwood | SCENT | 29.696 | -97.471 | 115
1149 | Georgetown 3 | SCENT | 30.748 | -97.758 | 115
1150 | Hutto | SCENT | 30.56 | -97.546 | 115
1151 | Hye | SCENT | 30.183 | -98.567 | 115
1152 | Johnson City | SCENT | 30.315 | -98.424 | 115
1153 | Kingsbury | SCENT | 29.66 | -97.785 | 115
1154 | Kingsland | WEST | 30.673 | -98.443 | 115
1155 | Kyle | SCENT | 29.999 | -97.828 | 115
1156 | Leander 1 | SCENT | 30.563 | -97.908 | 115
1157 | Liberty Hill | SCENT | 30.691 | -97.941 | 115
1158 | Llano | WEST | 30.689 | -98.69 | 115
1159 | Lockhart | SCENT | 29.871 | -97.677 | 115
1160 | Leander 2 | SCENT | 30.45 | -97.972 | 115
1161 | Luling | SCENT | 29.69 | -97.634 | 115
1162 | Mc Dade | SCENT | 30.304 | -97.219 | 115
1163 | Manchaca | SCENT | 30.133 | -97.875 | 115
1164 | Manor 1 | SCENT | 30.34 | -97.524 | 345
1165 | Marble Falls 1 | SCENT | 30.581 | -98.209 | 115
1166 | Martindale | SCENT | 29.816 | -97.835 | 115
1167 | Maxwell | SCENT | 29.905 | -97.807 | 115
1168 | Horseshoe Bay | SCENT | 30.531 | -98.378 | 115
1169 | Paige | SCENT | 30.207 | -97.125 | 345
1170 | Pflugerville 2 | SCENT | 30.439 | -97.595 | 345
1171 | Red Rock | SCENT | 29.932 | -97.412 | 115
1172 | Round Mountain | SCENT | 30.402 | -98.36 | 115
1173 | Round Rock 1 | SCENT | 30.519 | -97.647 | 115
1174 | San Marcos | SCENT | 29.88 | -97.966 | 345
1175 | Spicewood 1 | SCENT | 30.43 | -98.113 | 115
1176 | Spicewood 2 | SCENT | 29.774 | -97.817 | 115
1177 | Stonewall | WEST | 30.219 | -98.629 | 115
1178 | Willow City | WEST | 30.437 | -98.709 | 115
1179 | Wimberley | SCENT | 30.034 | -98.143 | 115
1180 | Wrightsboro | SCENT | 29.35 | -97.58 | 115
1181 | Round Rock 2 | SCENT | 30.534 | -97.726 | 115
1182 | Austin 1 | SCENT | 30.247 | -97.712 | 345
1183 | Austin 2 | SCENT | 30.305 | -97.723 | 115
1184 | Austin 3 | SCENT | 30.243 | -97.765 | 115
1185 | Austin 4 | SCENT | 30.474 | -97.752 | 115
1186 | Austin 5 | SCENT | 30.177 | -97.724 | 115
1187 | Austin 6 | SCENT | 30.297 | -97.618 | 115
1188 | Austin 7 | SCENT | 30.23 | -97.609 | 115
1189 | Austin 8 | SCENT | 30.423 | -97.815 | 345
1190 | Austin 9 | SCENT | 30.44 | -97.706 | 115
1191 | Austin 10 | SCENT | 30.37 | -97.836 | 115
1192 | Austin 11 | SCENT | 30.35 | -97.752 | 115
1193 | Austin 12 | SCENT | 30.378 | -97.895 | 115
1194 | Austin 13 | SCENT | 30.321 | -97.885 | 115
1195 | Austin 14 | SCENT | 30.378 | -97.951 | 115
1196 | Austin 15 | SCENT | 30.268 | -97.869 | 115
1197 | Austin 16 | SCENT | 30.261 | -97.959 | 115
1198 | Austin 17 | SCENT | 30.19 | -97.957 | 345
1199 | Austin 18 | SCENT | 30.32 | -97.958 | 115
1200 | Austin 19 | SCENT | 30.178 | -97.889 | 115
1201 | Austin 20 | SCENT | 30.242 | -97.659 | 115
1202 | Austin 21 | SCENT | 30.207 | -97.797 | 345
1203 | Austin 22 | SCENT | 30.295 | -97.808 | 345
1204 | Austin 23 | SCENT | 30.127 | -97.74 | 115
1205 | Austin 24 | SCENT | 30.167 | -97.824 | 115
1206 | Austin 25 | SCENT | 30.216 | -97.856 | 115
1207 | Austin 26 | SCENT | 30.385 | -97.689 | 115
1208 | Austin 27 | SCENT | 30.356 | -97.645 | 345
1209 | Austin 28 | SCENT | 30.403 | -97.761 | 115
1210 | Uvalde 1 | WEST | 29.363 | -99.898 | 115
1211 | Uvalde 2 | WEST | 29.151 | -100.016 | 115
1212 | Asherton | SOUTH | 28.422 | -99.733 | 115
1213 | Barksdale | WEST | 29.868 | -100.019 | 115
1214 | Batesville | SOUTH | 28.889 | -99.563 | 115
1215 | Big Wells | SOUTH | 28.525 | -99.508 | 115
1216 | Brackettville 1 | WEST | 29.396 | -100.44 | 115
1217 | Camp Wood | WEST | 29.675 | -100.079 | 345
1218 | Carrizo Springs 1 | SOUTH | 28.454 | -99.918 | 115
1219 | Carrizo Springs 2 | SOUTH | 28.302 | -99.704 | 115
1220 | Comstock | WEST | 29.837 | -101.212 | 115
1221 | Concan | WEST | 29.537 | -99.747 | 115
1222 | Crystal City | SOUTH | 28.718 | -99.823 | 115
1223 | Del Rio 1 | WEST | 29.73 | -100.881 | 115
1224 | Laughlin A F B | WEST | 29.359 | -100.777 | 115
1225 | D Hanis | SCENT | 29.285 | -99.329 | 115
1226 | Dryden | FWEST | 30.028 | -101.97 | 115
1227 | Eagle Pass 1 | SOUTH | 28.745 | -100.311 | 115
1228 | Eagle Pass 2 | SOUTH | 28.476 | -100.277 | 115
1229 | Hondo | SCENT | 29.427 | -99.141 | 115
1230 | Knippa 1 | WEST | 29.304 | -99.631 | 115
1231 | Knippa 2 | WEST | 30.007 | -101.655 | 115
1232 | Knippa 3 | SOUTH | 28.926 | -99.865 | 115
1233 | Leakey | WEST | 29.816 | -99.727 | 115
1234 | Quemado | SOUTH | 28.951 | -100.593 | 115
1235 | Rio Frio | WEST | 29.644 | -99.682 | 115
1236 | Rocksprings | WEST | 29.988 | -100.286 | 115
1237 | Sabinal | WEST | 29.384 | -99.53 | 115
1238 | Tarpley | SCENT | 29.678 | -99.317 | 345
1239 | Utopia | WEST | 29.607 | -99.456 | 115
1240 | Vanderpool | SCENT | 29.809 | -99.54 | 115
1241 | Yancey | SCENT | 29.136 | -99.169 | 115
1242 | Bleiblerville | SCENT | 30.024 | -96.451 | 115
1243 | Carmine | SCENT | 30.165 | -96.705 | 115
1244 | Cat Spring | SCENT | 29.791 | -96.359 | 115
1245 | Columbus | SCENT | 29.693 | -96.557 | 115
1246 | Alleyton | SCENT | 29.696 | -96.425 | 115
1247 | Ellinger | SCENT | 29.807 | -96.687 | 115
1248 | Fayetteville | SCENT | 29.931 | -96.663 | 115
1249 | Flatonia | SCENT | 29.728 | -97.158 | 115
1250 | Giddings | SCENT | 30.168 | -96.923 | 115
1251 | Glidden | SCENT | 29.709 | -96.616 | 115
1252 | Industry | SCENT | 30.015 | -96.508 | 115
1253 | La Grange | SCENT | 29.912 | -96.89 | 115
1254 | Ledbetter | SCENT | 30.188 | -96.779 | 115
1255 | Lexington | SCENT | 30.42 | -97.036 | 115
1256 | Lincoln | SCENT | 30.321 | -96.976 | 115
1257 | Muldoon | SCENT | 29.833 | -97.087 | 115
1258 | New Ulm 1 | SCENT | 29.905 | -96.483 | 115
1259 | New Ulm 2 | SCENT | 29.587 | -96.824 | 115
1260 | Rosanky | SCENT | 29.844 | -97.358 | 115
1261 | Round Top | SCENT | 30.043 | -96.699 | 115
1262 | Schulenburg | SCENT | 29.686 | -96.934 | 115
1263 | Smithville | SCENT | 30.014 | -97.182 | 115
1264 | Waelder | SCENT | 29.701 | -97.301 | 115
1265 | Weimar | SCENT | 29.658 | -96.733 | 115
1266 | West Point | SCENT | 29.917 | -97.029 | 115
1267 | Adrian 1 | NORTH | 35.34 | -102.795 | 345
1268 | Adrian 2 | NORTH | 35.582 | -100.069 | 115
1269 | Briscoe | NORTH | 35.64 | -100.231 | 345
1270 | Groom | NORTH | 35.26 | -101.096 | 115
1271 | Miami 1 | NORTH | 35.831 | -100.766 | 115
1272 | Mobeetie | NORTH | 35.525 | -100.442 | 115
1273 | Panhandle 1 | NORTH | 35.347 | -101.444 | 115
1274 | Shamrock | NORTH | 35.209 | -100.243 | 115
1275 | Wheeler | NORTH | 35.437 | -100.197 | 345
1276 | White Deer | NORTH | 35.436 | -101.178 | 115
1277 | Childress | NORTH | 34.438 | -100.281 | 115
1278 | Afton | NORTH | 33.754 | -100.795 | 115
1279 | Chillicothe | NORTH | 34.256 | -99.515 | 115
1280 | Clarendon | NORTH | 34.901 | -100.995 | 115
1281 | Crowell | NORTH | 33.9 | -99.773 | 115
1282 | Dickens | NORTH | 33.666 | -100.677 | 115
1283 | Dodson | NORTH | 34.521 | -100.526 | 115
1284 | Flomot | NORTH | 34.23 | -100.935 | 115
1285 | Floydada 1 | NORTH | 33.711 | -100.384 | 345
1286 | Lakeview | NORTH | 34.656 | -100.764 | 115
1287 | Mcadoo 1 | NORTH | 33.774 | -100.99 | 115
1288 | Matador | NORTH | 34.03 | -100.844 | 115
1289 | Memphis | NORTH | 34.857 | -100.513 | 345
1290 | Odell | NORTH | 34.33 | -99.409 | 115
1291 | Paducah | NORTH | 33.994 | -100.287 | 115
1292 | Quanah | NORTH | 34.304 | -99.819 | 115
1293 | Quitaque | NORTH | 34.35 | -101.051 | 115
1294 | Roaring Springs | NORTH | 33.9 | -100.746 | 115
1295 | Silverton | NORTH | 34.457 | -101.287 | 115
1296 | Tell | NORTH | 34.398 | -100.473 | 345
1297 | Turkey | NORTH | 34.447 | -100.81 | 115
1298 | Crosbyton | NORTH | 33.635 | -101.18 | 345
1299 | Lamesa | FWEST | 32.695 | -102.01 | 115
1300 | Lorenzo | NORTH | 33.659 | -101.531 | 115
1301 | Odonnell | FWEST | 32.927 | -101.764 | 345
1302 | Ralls | NORTH | 33.612 | -101.405 | 115
1303 | Spur | NORTH | 33.507 | -100.907 | 115
1304 | Welch | FWEST | 32.93 | -102.134 | 115
1305 | Anson | WEST | 32.748 | -99.905 | 115
1306 | Aspermont | NORTH | 33.183 | -100.245 | 115
1307 | Avoca | WEST | 32.869 | -99.694 | 115
1308 | Baird | NCENT | 32.336 | -99.351 | 115
1309 | Benjamin | NORTH | 33.577 | -99.812 | 115
1310 | Blackwell 1 | WEST | 32.106 | -100.313 | 115
1311 | Buffalo Gap | WEST | 32.274 | -99.826 | 115
1312 | Clyde | NCENT | 32.266 | -99.519 | 345
1313 | Coahoma | FWEST | 32.416 | -101.25 | 115
1314 | Colorado City | WEST | 32.315 | -100.918 | 115
1315 | Fluvanna 1 | WEST | 32.88 | -101.247 | 115
1316 | Girard | NORTH | 33.341 | -100.715 | 115
1317 | Goldsboro | WEST | 32.052 | -99.695 | 115
1318 | Hamlin | WEST | 32.857 | -100.124 | 115
1319 | Haskell | NORTH | 33.123 | -99.65 | 115
1320 | Hawley | WEST | 32.63 | -99.831 | 115
1321 | Hermleigh | WEST | 32.636 | -100.717 | 115
1322 | Ira | WEST | 32.593 | -101.059 | 115
1323 | Jayton 1 | NORTH | 33.193 | -100.894 | 115
1324 | Knox City | NORTH | 33.432 | -99.854 | 345
1325 | Lawn | WEST | 32.12 | -99.753 | 115
1326 | Loraine | WEST | 32.405 | -100.711 | 115
1327 | Lueders | WEST | 32.857 | -99.552 | 115
1328 | Mc Caulley | WEST | 32.764 | -100.212 | 115
1329 | Maryneal | WEST | 32.223 | -100.48 | 115
1330 | Merkel 1 | WEST | 32.474 | -100.033 | 115
1331 | Nolan | WEST | 32.292 | -100.211 | 115
1332 | Novice | WEST | 31.971 | -99.684 | 115
1333 | O Brien | NORTH | 33.361 | -99.877 | 345
1334 | Old Glory | NORTH | 33.169 | -100.041 | 115
1335 | Ovalo | WEST | 32.15 | -99.811 | 115
1336 | Roby | WEST | 32.714 | -100.408 | 115
1337 | Rochester | NORTH | 33.302 | -99.853 | 115
1338 | Roscoe 1 | WEST | 32.415 | -100.574 | 115
1339 | Rotan | WEST | 32.892 | -100.498 | 345
1340 | Rule 1 | NORTH | 33.198 | -99.905 | 115
1341 | Rule 2 | NORTH | 33.05 | -99.919 | 345
1342 | Snyder 1 | WEST | 32.888 | -100.841 | 115
1343 | Stamford | WEST | 32.941 | -99.851 | 115
1344 | Sweetwater | WEST | 32.459 | -100.358 | 115
1345 | Sylvester | WEST | 32.665 | -100.213 | 115
1346 | Trent 1 | WEST | 32.515 | -100.195 | 115
1347 | Tuscola | WEST | 32.236 | -99.866 | 115
1348 | Tye | WEST | 32.416 | -99.906 | 115
1349 | Westbrook | WEST | 32.397 | -101.088 | 115
1350 | Wingate | WEST | 32.116 | -100.132 | 115
1351 | Winters | WEST | 31.972 | -99.95 | 115
1352 | Abilene 1 | WEST | 32.576 | -99.665 | 115
1353 | Abilene 2 | WEST | 32.336 | -99.667 | 345
1354 | Abilene 3 | WEST | 32.334 | -99.928 | 115
1355 | Abilene 4 | WEST | 32.434 | -99.786 | 115
1356 | Abilene 5 | WEST | 32.363 | -99.817 | 345
1357 | Dyess Afb | WEST | 32.462 | -99.716 | 115
1358 | Midland 1 | FWEST | 31.992 | -102.081 | 115
1359 | Midland 2 | FWEST | 31.979 | -102.132 | 115
1360 | Midland 3 | FWEST | 32.051 | -102.06 | 115
1361 | Midland 4 | FWEST | 31.849 | -102.005 | 115
1362 | Midland 5 | FWEST | 32.054 | -102.202 | 115
1363 | Ackerly | FWEST | 32.49 | -101.754 | 115
1364 | Andrews | FWEST | 32.336 | -102.697 | 115
1365 | Balmorhea 1 | FWEST | 31.005 | -103.759 | 115
1366 | Balmorhea 2 | FWEST | 31.461 | -103.404 | 115
1367 | Big Spring 1 | FWEST | 32.254 | -101.473 | 115
1368 | Big Spring 2 | FWEST | 31.17 | -103.085 | 115
1369 | Crane 1 | FWEST | 31.423 | -102.488 | 345
1370 | Crane 2 | FWEST | 32.103 | -101.365 | 345
1371 | Fort Davis | FWEST | 30.686 | -103.96 | 115
1372 | Fort Stockton | FWEST | 30.747 | -102.791 | 115
1373 | Gail | FWEST | 32.749 | -101.485 | 115
1374 | Garden City | FWEST | 31.763 | -101.502 | 115
1375 | Goldsmith 1 | FWEST | 31.969 | -102.631 | 115
1376 | Goldsmith 2 | FWEST | 31.342 | -102.868 | 345
1377 | Goldsmith 3 | FWEST | 31.187 | -102.596 | 115
1378 | Goldsmith 4 | FWEST | 30.922 | -101.97 | 115
1379 | Kermit | FWEST | 31.831 | -103.056 | 115
1380 | Knott | FWEST | 32.409 | -101.648 | 115
1381 | Lenorah 1 | FWEST | 32.289 | -101.872 | 115
1382 | Mc Camey 1 | FWEST | 31.228 | -102.162 | 115
1383 | Mc Camey 2 | FWEST | 31.804 | -103.6 | 115
1384 | Midkiff 1 | FWEST | 31.518 | -101.918 | 115
1385 | Monahans 1 | FWEST | 31.54 | -102.845 | 115
1386 | Gardendale 1 | FWEST | 32.001 | -102.312 | 115
1387 | Gardendale 2 | FWEST | 31.799 | -102.633 | 115
1388 | Odessa 1 | FWEST | 31.855 | -102.351 | 115
1389 | Odessa 2 | FWEST | 31.925 | -102.358 | 115
1390 | Odessa 3 | FWEST | 31.799 | -102.474 | 115
1391 | Odessa 4 | FWEST | 31.866 | -102.538 | 115
1392 | Odessa 5 | FWEST | 31.907 | -102.262 | 115
1393 | Odessa 6 | FWEST | 31.725 | -102.414 | 115
1394 | Odessa 7 | FWEST | 31.875 | -103.933 | 115
1395 | Pecos 1 | FWEST | 31.422 | -103.627 | 115
1396 | Pecos 2 | FWEST | 31.485 | -103.161 | 115
1397 | Pecos 3 | FWEST | 31.176 | -101.924 | 115
1398 | Pecos 4 | FWEST | 31.062 | -103.592 | 115
1399 | Pecos 5 | FWEST | 30.597 | -101.785 | 115
1400 | Stanton | FWEST | 32.156 | -101.837 | 115
1401 | Tarzan 1 | FWEST | 32.322 | -102.042 | 115
1402 | Tarzan 2 | FWEST | 31.327 | -103.907 | 115
1403 | Tarzan 3 | FWEST | 31.582 | -102.977 | 115
1404 | Tarzan 4 | FWEST | 31.696 | -103.139 | 115
1405 | Alpine 1 | FWEST | 29.802 | -103.222 | 115
1406 | Alpine 2 | FWEST | 30.429 | -103.326 | 345
1407 | Alpine 3 | FWEST | 29.161 | -103.276 | 115
1408 | Fort Hancock | FWEST | 30.086 | -103.118 | 115
1409 | Marfa | FWEST | 30.285 | -104.006 | 115
1410 | Presidio 1 | FWEST | 29.888 | -104.519 | 115
1411 | Presidio 2 | FWEST | 29.388 | -103.99 | 115
1412 | Salt Flat 1 | FWEST | 31.835 | -105.054 | 115
1413 | Salt Flat 2 | FWEST | 30.261 | -102.301 | 115
1414 | Terlingua | FWEST | 29.396 | -103.617 | 115
1415 | Valentine 1 | FWEST | 30.591 | -104.66 | 115
1416 | Valentine 2 | FWEST | 31.093 | -104.625 | 115
1417 | El Paso | FWEST | 30.576 | -101.331 | 115
1418 | Pasadena 4 | COAST | 29.717 | -95.049 | 345
1419 | Big Spring 3 | FWEST | 32.273 | -101.422 | 115
1420 | Feeeport | COAST | 28.988 | -95.383 | 345
1421 | Bryan 5 | EAST | 30.697 | -96.432 | 345
1422 | Corpus Christi 11 | SOUTH | 27.835 | -97.381 | 345
1423 | Big Spring 4 | FWEST | 32.128 | -101.416 | 345
1424 | Baytown 4 | COAST | 29.758 | -94.918 | 345
1425 | Mccamey | FWEST | 31.194 | -102.238 | 345
1426 | Lewisville 3 | NCENT | 33.068 | -96.964 | 115
1427 | Gonzales 2 | SCENT | 29.485 | -97.534 | 115
1428 | Canyon Lake 2 | SCENT | 29.871 | -98.195 | 115
1429 | Mcqueeney | SCENT | 29.587 | -98.01 | 115
1430 | Del Rio 2 | WEST | 29.45 | -101.06 | 115
1431 | Falcon Heights | SOUTH | 26.558 | -99.164 | 115
1432 | Austin 29 | SCENT | 30.376 | -97.89 | 115
1433 | Buchanan Dam 2 | WEST | 30.747 | -98.411 | 115
1434 | Marble Falls 2 | SCENT | 30.556 | -98.304 | 115
1435 | Bastrop 2 | SCENT | 30.147 | -97.271 | 345
1436 | Winchester | SCENT | 30.038 | -96.987 | 115
1437 | Iraan 1 | FWEST | 30.922 | -102.126 | 115
1438 | Odessa 8 | FWEST | 31.841 | -102.323 | 345
1439 | Girvin | FWEST | 30.846 | -102.424 | 345
1440 | Sarita 1 | SOUTH | 27.056 | -97.558 | 345
1441 | Jacksboro 2 | NCENT | 33.145 | -98.353 | 345
1442 | Sarita 2 | SOUTH | 27.223 | -97.789 | 115
1443 | Santa Rosa 3 | SOUTH | 26.27 | -97.867 | 115
1444 | Fluvanna 2 | WEST | 32.94 | -101.172 | 115
1445 | Cuero 2 | SCENT | 29.13 | -97.311 | 115
1446 | Texas City 2 | COAST | 29.378 | -94.935 | 345
1447 | Pearsall 2 | SOUTH | 28.927 | -99.092 | 345
1448 | Cushing 2 | EAST | 31.832 | -94.901 | 115
1449 | Anderson 2 | EAST | 30.62 | -96.082 | 345
1450 | Trent 2 | WEST | 32.34 | -100.381 | 345
1451 | Clifton 2 | NCENT | 31.869 | -97.367 | 115
1452 | Seadrift 2 | SOUTH | 28.522 | -96.783 | 115
1453 | Merkel 2 | WEST | 32.257 | -100.08 | 345
1454 | Wadsworth 2 | COAST | 28.795 | -96.048 | 345
1455 | Point Comfort | COAST | 28.653 | -96.56 | 115
1456 | Denison 3 | NORTH | 33.818 | -96.569 | 115
1457 | Sterling City 3 | WEST | 31.931 | -100.903 | 345
1458 | Bruni 2 | SOUTH | 27.543 | -98.943 | 115
1459 | Cedar Creek 2 | SCENT | 30.146 | -97.55 | 345
1460 | Iraan 2 | FWEST | 30.885 | -101.921 | 115
1461 | Snyder 2 | WEST | 32.664 | -100.781 | 345
1462 | Lenorah 2 | FWEST | 32.235 | -101.837 | 115
1463 | Mcadoo 2 | NORTH | 33.752 | -100.967 | 115
1464 | Blackwell 2 | WEST | 32.198 | -100.269 | 345
1465 | Goldthwaite 2 | NCENT | 31.383 | -98.467 | 115
1466 | Miami 2 | NORTH | 35.654 | -100.539 | 345
1467 | Eagle Pass 3 | SOUTH | 28.83 | -100.552 | 115
1468 | Paris 3 | NORTH | 33.697 | -95.558 | 115
1469 | Abilene 6 | WEST | 32.628 | -99.53 | 345
1470 | Floydada 2 | NORTH | 34.105 | -101.099 | 115
1471 | Dublin 2 | NCENT | 32.339 | -98.476 | 115
1472 | Olney 2 | NCENT | 33.438 | -98.636 | 345
1473 | Monahans 2 | FWEST | 31.584 | -102.963 | 345
1474 | Trinidad 3 | EAST | 32.125 | -96.101 | 115
1475 | Glen Rose 2 | NCENT | 32.298 | -97.786 | 345
1476 | Midkiff 2 | FWEST | 31.34 | -101.765 | 115
1477 | Lufkin 3 | EAST | 31.366 | -94.744 | 115
1478 | Big Springs | FWEST | 31.991 | -101.212 | 345
1479 | Roscoe 2 | WEST | 32.457 | -100.655 | 345
1480 | Taft 2 | SOUTH | 27.966 | -97.375 | 345
1481 | San Perlita | SOUTH | 26.385 | -97.648 | 345
1482 | Brackettville 2 | WEST | 29.235 | -100.209 | 115
1483 | Panhandle 2 | NORTH | 35.238 | -101.311 | 115
1484 | O'Donnell | FWEST | 32.928 | -101.616 | 345
1485 | Goldsmith 5 | FWEST | 31.995 | -102.828 | 115
1486 | Alvin 2 | COAST | 29.256 | -95.21 | 115
1487 | Christoval 2 | WEST | 31.085 | -100.679 | 115
1488 | Panhandle 3 | NORTH | 35.434 | -101.307 | 345
1489 | San Antonio 38 | SCENT | 29.295 | -98.416 | 115
1490 | Brackettville 3 | WEST | 29.329 | -100.384 | 115
1491 | Manor 2 | SCENT | 30.238 | -97.509 | 115
1492 | Rockdale 2 | SCENT | 30.568 | -97.061 | 345
1493 | Hereford | NORTH | 34.748 | -102.174 | 115
1494 | Adrian 3 | NORTH | 35.277 | -102.683 | 115
1495 | Somerset 2 | SCENT | 29.222 | -98.669 | 115
1496 | Round Rock 3 | SCENT | 30.557 | -97.69 | 115
1497 | Jayton 2 | WEST | 32.97 | -100.524 | 115
1498 | Muenster 3 | NORTH | 33.733 | -97.428 | 115
1499 | Vernon 2 | NORTH | 34.29 | -99.365 | 115
1500 | Presidio 3 | FWEST | 29.6 | -104.3 | 115

## Buses
Bus Number | Bus Name | Area Name | Substation Number | Nominal kV
1 | Glen Rose 2 G0 | NCENT | 1475 | 13.8
2 | Dallas 115 | NCENT | 1 | 115
3 | Allen 115 | NCENT | 2 | 115
4 | Carrollton 115 | NCENT | 3 | 115
5 | Carrollton 2 115 | NCENT | 4 | 115
6 | Celina 115 | NCENT | 5 | 115
7 | The Colony 115 | NCENT | 6 | 115
8 | Allen 2 115 | NCENT | 7 | 115
9 | Coppell 115 | NCENT | 8 | 115
10 | Denison 115 | NORTH | 9 | 115
11 | Denison 2 115 | NORTH | 10 | 115
12 | Flower Mound 115 | NCENT | 11 | 115
13 | Plano 115 | NCENT | 12 | 115
14 | Plano 2 115 | NCENT | 13 | 115
15 | Flower Mound 2 115 | NCENT | 14 | 115
16 | Rockwall 115 | NCENT | 15 | 115
17 | Frisco 115 | NCENT | 16 | 115
18 | Frisco 2 115 | NCENT | 17 | 115
19 | Irving 115 | NCENT | 18 | 115
20 | Irving 2 115 | NCENT | 19 | 115
21 | Garland 115 | NCENT | 20 | 115
22 | Garland 2 115 | NCENT | 21 | 115
23 | Garland 3 115 | NCENT | 22 | 115
24 | Garland 4 115 | NCENT | 23 | 115
25 | Rowlett 115 | NCENT | 24 | 115
26 | Grand Prairie 115 | NCENT | 25 | 115
27 | Grand Prairie 2 115 | NCENT | 26 | 115
28 | Grand Prairie 3 115 | NCENT | 27 | 115
29 | Grand Prairie 4 115 | NCENT | 28 | 115
30 | Lewisville 115 | NCENT | 29 | 115
31 | Gunter 115 | NORTH | 30 | 115
32 | Irving 3 115 | NCENT | 31 | 115
33 | Lake Dallas 115 | NCENT | 32 | 115
34 | Little Elm 115 | NCENT | 33 | 115
35 | Mckinney 115 | NCENT | 34 | 115
36 | Mckinney 2 115 | NCENT | 35 | 115
37 | Mckinney 3 115 | NCENT | 36 | 115
38 | Plano 3 115 | NCENT | 37 | 115
39 | Plano 4 115 | NCENT | 38 | 115
40 | Pottsboro 115 | NORTH | 39 | 115
41 | Lewisville 2 115 | NCENT | 40 | 115
42 | Prosper 115 | NCENT | 41 | 115
43 | Richardson 115 | NCENT | 42 | 115
44 | Rockwall 2 115 | NCENT | 43 | 115
45 | Rowlett 2 115 | NCENT | 44 | 115
46 | Sherman 115 | NORTH | 45 | 115
47 | Sherman 2 115 | NORTH | 46 | 115
48 | Plano 5 115 | NCENT | 47 | 115
49 | Wylie 115 | NCENT | 48 | 115
50 | Wylie 2 115 | NCENT | 49 | 115
51 | Barry 115 | NCENT | 50 | 115
52 | Canton 115 | EAST | 51 | 115
53 | Cedar Hill 115 | NCENT | 52 | 115
54 | Chatfield 115 | NCENT | 53 | 115
55 | Corsicana 115 | NCENT | 54 | 115
56 | Corsicana 2 115 | NCENT | 55 | 115
57 | Crandall 115 | NCENT | 56 | 115
58 | Desoto 115 | NCENT | 57 | 115
59 | Duncanville 115 | NCENT | 58 | 115
60 | Edgewood 115 | EAST | 59 | 115
61 | Ennis 115 | NCENT | 60 | 115
62 | Eustace 115 | EAST | 61 | 115
63 | Ferris 115 | NCENT | 62 | 115
64 | Forney 115 | NCENT | 63 | 115
65 | Fruitvale 115 | EAST | 64 | 115
66 | Fruitvale 2 115 | NCENT | 65 | 115
67 | Lancaster 115 | NCENT | 66 | 115
68 | Caddo Mills 115 | NCENT | 67 | 115
69 | Grand Saline 115 | EAST | 68 | 115
70 | Hutchins 115 | NCENT | 69 | 115
71 | Kaufman 115 | NCENT | 70 | 115
72 | Kemp 115 | NCENT | 71 | 115
73 | Kerens 115 | NCENT | 72 | 115
74 | Lancaster 2 115 | NCENT | 73 | 115
75 | Mabank 115 | NCENT | 74 | 115
76 | Malakoff 115 | EAST | 75 | 115
77 | Mesquite 115 | NCENT | 76 | 115
78 | Mesquite 2 115 | NCENT | 77 | 115
79 | Palmer 115 | NCENT | 78 | 115
80 | Powell 115 | NCENT | 79 | 115
81 | Red Oak 115 | NCENT | 80 | 115
82 | Rice 115 | NCENT | 81 | 115
83 | Mabank 2 115 | NCENT | 82 | 115
84 | Scurry 115 | NCENT | 83 | 115
85 | Seagoville 115 | NCENT | 84 | 115
86 | Terrell 115 | NCENT | 85 | 115
87 | Terrell 2 115 | NCENT | 86 | 115
88 | Trinidad 115 | EAST | 87 | 115
89 | Trinidad 2 115 | NCENT | 88 | 115
90 | Waxahachie 115 | NCENT | 89 | 115
91 | Lavon 115 | NCENT | 90 | 115
92 | Waxahachie 2 115 | NCENT | 91 | 115
93 | Wills Point 115 | EAST | 92 | 115
94 | Nevada 115 | NCENT | 93 | 115
95 | Balch Springs 115 | NCENT | 94 | 115
96 | Mesquite 3 115 | NCENT | 95 | 115
97 | Sunnyvale 115 | NCENT | 96 | 115
98 | Royse City 115 | NCENT | 97 | 115
99 | Dallas 2 115 | NCENT | 98 | 115
100 | Dallas 3 115 | NCENT | 99 | 115
101 | Dallas 4 115 | NCENT | 100 | 115
102 | Dallas 5 115 | NCENT | 101 | 115
103 | Dallas 6 115 | NCENT | 102 | 115
104 | Dallas 7 115 | NCENT | 103 | 115
105 | Dallas 8 115 | NCENT | 104 | 115
106 | Dallas 9 115 | NCENT | 105 | 115
107 | Dallas 10 115 | NCENT | 106 | 115
108 | Dallas 11 115 | NCENT | 107 | 115
109 | Dallas 12 115 | NCENT | 108 | 115
110 | Dallas 13 115 | NCENT | 109 | 115
111 | Dallas 14 115 | NCENT | 110 | 115
112 | Dallas 15 115 | NCENT | 111 | 115
113 | Dallas 16 115 | NCENT | 112 | 115
114 | Dallas 17 115 | NCENT | 113 | 115
115 | Dallas 18 115 | NCENT | 114 | 115
116 | Greenville 115 | NCENT | 115 | 115
117 | Greenville 2 115 | NCENT | 116 | 115
118 | Princeton 115 | NCENT | 117 | 115
119 | Anna 115 | NCENT | 118 | 115
120 | Arthur City 115 | NORTH | 119 | 115
121 | Bagwell 115 | NORTH | 120 | 115
122 | Bagwell 2 115 | NORTH | 121 | 115
123 | Bells 115 | NORTH | 122 | 115
124 | Ben Franklin 115 | NCENT | 123 | 115
125 | Blossom 115 | NORTH | 124 | 115
126 | Bogata 115 | NORTH | 125 | 115
127 | Bonham 115 | NORTH | 126 | 115
128 | Brashear 115 | EAST | 127 | 115
129 | Brookston 115 | NORTH | 128 | 115
130 | Campbell 115 | NCENT | 129 | 115
131 | Celeste 115 | NCENT | 130 | 115
132 | Blue Ridge 115 | NCENT | 131 | 115
133 | Clarksville 115 | NORTH | 132 | 115
134 | Commerce 115 | NCENT | 133 | 115
135 | Como 115 | EAST | 134 | 115
136 | Cooper 115 | NCENT | 135 | 115
137 | Cumby 115 | EAST | 136 | 115
138 | Deport 115 | NORTH | 137 | 115
139 | Detroit 115 | NORTH | 138 | 115
140 | Dike 115 | EAST | 139 | 115
141 | Dodd City 115 | NORTH | 140 | 115
142 | Ector 115 | NORTH | 141 | 115
143 | Emory 115 | EAST | 142 | 115
144 | Farmersville 115 | NCENT | 143 | 115
145 | Honey Grove 115 | NORTH | 144 | 115
146 | Ivanhoe 115 | NORTH | 145 | 115
147 | Klondike 115 | NCENT | 146 | 115
148 | Ladonia 115 | NORTH | 147 | 115
149 | Lake Creek 115 | NCENT | 148 | 115
150 | Leesburg 115 | EAST | 149 | 115
151 | Leonard 115 | NORTH | 150 | 115
152 | Lone Oak 115 | NCENT | 151 | 115
153 | Melissa 115 | NCENT | 152 | 115
154 | Mount Pleasant 115 | EAST | 153 | 115
155 | Mount Vernon 115 | EAST | 154 | 115
156 | Howe 115 | NORTH | 155 | 115
157 | Paris 115 | NORTH | 156 | 115
158 | Paris 2 115 | NORTH | 157 | 115
159 | Pattonville 115 | NORTH | 158 | 115
160 | Pecan Gap 115 | NCENT | 159 | 115
161 | Petty 115 | NORTH | 160 | 115
162 | Pickton 115 | EAST | 161 | 115
163 | Point 115 | EAST | 162 | 115
164 | Powderly 115 | NORTH | 163 | 115
165 | Quinlan 115 | NCENT | 164 | 115
166 | Quinlan 2 115 | NORTH | 165 | 115
167 | Ravenna 115 | NORTH | 166 | 115
168 | Roxton 115 | NORTH | 167 | 115
169 | Saltillo 115 | EAST | 168 | 115
170 | Savoy 115 | NORTH | 169 | 115
171 | Scroggins 115 | EAST | 170 | 115
172 | Sulphur Bluff 115 | EAST | 171 | 115
173 | Sulphur Springs 115 | EAST | 172 | 115
174 | Sumner 115 | NORTH | 173 | 115
175 | Talco 115 | EAST | 174 | 115
176 | Telephone 115 | NORTH | 175 | 115
177 | Telephone 2 115 | NORTH | 176 | 115
178 | Trenton 115 | NORTH | 177 | 115
179 | Whitewright 115 | NORTH | 178 | 115
180 | Windom 115 | NORTH | 179 | 115
181 | Windom 2 115 | EAST | 180 | 115
182 | Van Alstyne 115 | NORTH | 181 | 115
183 | Wolfe City 115 | NCENT | 182 | 115
184 | Yantis 115 | EAST | 183 | 115
185 | Annona 115 | NORTH | 184 | 115
186 | Avery 115 | NORTH | 185 | 115
187 | Cookville 115 | EAST | 186 | 115
188 | Omaha 115 | EAST | 187 | 115
189 | Henderson 115 | EAST | 188 | 115
190 | Henderson 2 115 | EAST | 189 | 115
191 | Laneville 115 | EAST | 190 | 115
192 | Long Branch 115 | EAST | 191 | 115
193 | Mount Enterprise 115 | EAST | 192 | 115
194 | Overton 115 | EAST | 193 | 115
195 | Pittsburg 115 | EAST | 194 | 115
196 | Tatum 115 | EAST | 195 | 115
197 | Tyler 115 | EAST | 196 | 115
198 | Tyler 2 115 | EAST | 197 | 115
199 | Tyler 3 115 | EAST | 198 | 115
200 | Tyler 4 115 | EAST | 199 | 115
201 | Tyler 5 115 | EAST | 200 | 115
202 | Tyler 6 115 | EAST | 201 | 115
203 | Tyler 7 115 | EAST | 202 | 115
204 | Tyler 8 115 | EAST | 203 | 115
205 | Arp 115 | EAST | 204 | 115
206 | Athens 115 | EAST | 205 | 115
207 | Athens 2 115 | EAST | 206 | 115
208 | Ben Wheeler 115 | EAST | 207 | 115
209 | Big Sandy 115 | EAST | 208 | 115
210 | Brownsboro 115 | EAST | 209 | 115
211 | Bullard 115 | EAST | 210 | 115
212 | Chandler 115 | EAST | 211 | 115
213 | Chandler 2 115 | EAST | 212 | 115
214 | Cushing 115 | EAST | 213 | 115
215 | Flint 115 | EAST | 214 | 115
216 | Frankston 115 | EAST | 215 | 115
217 | Frankston 2 115 | EAST | 216 | 115
218 | Jacksonville 115 | EAST | 217 | 115
219 | Larue 115 | EAST | 218 | 115
220 | Lindale 115 | EAST | 219 | 115
221 | Mineola 115 | EAST | 220 | 115
222 | Murchison 115 | EAST | 221 | 115
223 | Murchison 2 115 | EAST | 222 | 115
224 | Murchison 3 115 | EAST | 223 | 115
225 | Quitman 115 | EAST | 224 | 115
226 | Reklaw 115 | EAST | 225 | 115
227 | Rusk 115 | EAST | 226 | 115
228 | Rusk 2 115 | EAST | 227 | 115
229 | Troup 115 | EAST | 228 | 115
230 | Van 115 | EAST | 229 | 115
231 | Whitehouse 115 | EAST | 230 | 115
232 | Winona 115 | EAST | 231 | 115
233 | Palestine 115 | EAST | 232 | 115
234 | Palestine 2 115 | EAST | 233 | 115
235 | Buffalo 115 | EAST | 234 | 115
236 | Buffalo 2 115 | EAST | 235 | 115
237 | Centerville 115 | EAST | 236 | 115
238 | Crockett 115 | EAST | 237 | 115
239 | Donie 115 | EAST | 238 | 115
240 | Elkhart 115 | EAST | 239 | 115
241 | Fairfield 115 | EAST | 240 | 115
242 | Grapeland 115 | EAST | 241 | 115
243 | Jewett 115 | EAST | 242 | 115
244 | Kennard 115 | EAST | 243 | 115
245 | Kennard 2 115 | EAST | 244 | 115
246 | Kennard 3 115 | EAST | 245 | 115
247 | Leona 115 | EAST | 246 | 115
248 | Lovelady 115 | EAST | 247 | 115
249 | Midway 115 | EAST | 248 | 115
250 | Montalba 115 | EAST | 249 | 115
251 | Oakwood 115 | EAST | 250 | 115
252 | Pennington 115 | EAST | 251 | 115
253 | Streetman 115 | EAST | 252 | 115
254 | Teague 115 | EAST | 253 | 115
255 | Tennessee Colony 115 | EAST | 254 | 115
256 | Trinity 115 | EAST | 255 | 115
257 | Lufkin 115 | EAST | 256 | 115
258 | Lufkin 2 115 | EAST | 257 | 115
259 | Alto 115 | EAST | 258 | 115
260 | Chireno 115 | EAST | 259 | 115
261 | Diboll 115 | EAST | 260 | 115
262 | Douglass 115 | EAST | 261 | 115
263 | Etoile 115 | EAST | 262 | 115
264 | Garrison 115 | EAST | 263 | 115
265 | Huntington 115 | EAST | 264 | 115
266 | Nacogdoches 115 | EAST | 265 | 115
267 | Nacogdoches 2 115 | EAST | 266 | 115
268 | Nacogdoches 3 115 | EAST | 267 | 115
269 | Nacogdoches 4 115 | EAST | 268 | 115
270 | Pollok 115 | EAST | 269 | 115
271 | Timpson 115 | EAST | 270 | 115
272 | Timpson 2 115 | EAST | 271 | 115
273 | Wiergate 115 | EAST | 272 | 115
274 | Zavalla 115 | EAST | 273 | 115
275 | Arlington 115 | NCENT | 274 | 115
276 | Arlington 2 115 | NCENT | 275 | 115
277 | Euless 115 | NCENT | 276 | 115
278 | Aledo 115 | NCENT | 277 | 115
279 | Alvarado 115 | NCENT | 278 | 115
280 | Arlington 3 115 | NCENT | 279 | 115
281 | Arlington 4 115 | NCENT | 280 | 115
282 | Arlington 5 115 | NCENT | 281 | 115
283 | Arlington 6 115 | NCENT | 282 | 115
284 | Azle 115 | NCENT | 283 | 115
285 | Bedford 115 | NCENT | 284 | 115
286 | Boyd 115 | NCENT | 285 | 115
287 | Burleson 115 | NCENT | 286 | 115
288 | Cleburne 115 | NCENT | 287 | 115
289 | Cleburne 2 115 | NCENT | 288 | 115
290 | North Richland Hills 115 | NCENT | 289 | 115
291 | Cresson 115 | NCENT | 290 | 115
292 | Crowley 115 | NCENT | 291 | 115
293 | Forreston 115 | NCENT | 292 | 115
294 | Glen Rose 115 | NCENT | 293 | 115
295 | Godley 115 | NCENT | 294 | 115
296 | Granbury 115 | NCENT | 295 | 115
297 | Granbury 2 115 | NCENT | 296 | 115
298 | Grandview 115 | NCENT | 297 | 115
299 | Grapevine 115 | NCENT | 298 | 115
300 | Haslet 115 | NCENT | 299 | 115
301 | Hurst 115 | NCENT | 300 | 115
302 | Itasca 115 | NCENT | 301 | 115
303 | Joshua 115 | NCENT | 302 | 115
304 | Keene 115 | NCENT | 303 | 115
305 | Kennedale 115 | NCENT | 304 | 115
306 | Kennedale 2 115 | NCENT | 305 | 115
307 | Mansfield 115 | NCENT | 306 | 115
308 | Maypearl 115 | NCENT | 307 | 115
309 | Midlothian 115 | NCENT | 308 | 115
310 | Millsap 115 | NCENT | 309 | 115
311 | Mineral Wells 115 | NCENT | 310 | 115
312 | Nemo 115 | NCENT | 311 | 115
313 | Newark 115 | NCENT | 312 | 115
314 | Paradise 115 | NCENT | 313 | 115
315 | Rhome 115 | NCENT | 314 | 115
316 | Springtown 115 | NCENT | 315 | 115
317 | Venus 115 | NCENT | 316 | 115
318 | Weatherford 115 | NCENT | 317 | 115
319 | Weatherford 2 115 | NCENT | 318 | 115
320 | Weatherford 3 115 | NCENT | 319 | 115
321 | Weatherford 4 115 | NCENT | 320 | 115
322 | Southlake 115 | NCENT | 321 | 115
323 | Rio Vista 115 | NCENT | 322 | 115
324 | Fort Worth 115 | NCENT | 323 | 115
325 | Fort Worth 2 115 | NCENT | 324 | 115
326 | Fort Worth 3 115 | NCENT | 325 | 115
327 | Fort Worth 4 115 | NCENT | 326 | 115
328 | Fort Worth 5 115 | NCENT | 327 | 115
329 | Fort Worth 6 115 | NCENT | 328 | 115
330 | Haltom City 115 | NCENT | 329 | 115
331 | Fort Worth 7 115 | NCENT | 330 | 115
332 | Fort Worth 8 115 | NCENT | 331 | 115
333 | Fort Worth 9 115 | NCENT | 332 | 115
334 | Fort Worth 10 115 | NCENT | 333 | 115
335 | Fort Worth 11 115 | NCENT | 334 | 115
336 | Fort Worth 12 115 | NCENT | 335 | 115
337 | Fort Worth 13 115 | NCENT | 336 | 115
338 | Fort Worth 14 115 | NCENT | 337 | 115
339 | Fort Worth 15 115 | NCENT | 338 | 115
340 | Fort Worth 16 115 | NCENT | 339 | 115
341 | Fort Worth 17 115 | NCENT | 340 | 115
342 | Fort Worth 18 115 | NCENT | 341 | 115
343 | North Richland Hills 2 115 | NCENT | 342 | 115
344 | Denton 115 | NCENT | 343 | 115
345 | Denton 2 115 | NCENT | 344 | 115
346 | Denton 3 115 | NCENT | 345 | 115
347 | Denton 4 115 | NCENT | 346 | 115
348 | Alvord 115 | NCENT | 347 | 115
349 | Argyle 115 | NCENT | 348 | 115
350 | Aubrey 115 | NCENT | 349 | 115
351 | Bellevue 115 | NORTH | 350 | 115
352 | Bowie 115 | NORTH | 351 | 115
353 | Collinsville 115 | NORTH | 352 | 115
354 | Decatur 115 | NCENT | 353 | 115
355 | Era 115 | NORTH | 354 | 115
356 | Forestburg 115 | NORTH | 355 | 115
357 | Gainesville 115 | NORTH | 356 | 115
358 | Keller 115 | NCENT | 357 | 115
359 | Gordonville 115 | NORTH | 358 | 115
360 | Justin 115 | NCENT | 359 | 115
361 | Keller 2 115 | NCENT | 360 | 115
362 | Krum 115 | NCENT | 361 | 115
363 | Lindsay 115 | NORTH | 362 | 115
364 | Montague 115 | NORTH | 363 | 115
365 | Muenster 115 | NORTH | 364 | 115
366 | Muenster 2 115 | NORTH | 365 | 115
367 | Nocona 115 | NORTH | 366 | 115
368 | Pilot Point 115 | NCENT | 367 | 115
369 | Ponder 115 | NCENT | 368 | 115
370 | Ringgold 115 | NORTH | 369 | 115
371 | Roanoke 115 | NCENT | 370 | 115
372 | Rosston 115 | NORTH | 371 | 115
373 | Sadler 115 | NORTH | 372 | 115
374 | Saint Jo 115 | NORTH | 373 | 115
375 | Sanger 115 | NCENT | 374 | 115
376 | Sanger 2 115 | NORTH | 375 | 115
377 | Sunset 115 | NORTH | 376 | 115
378 | Tioga 115 | NORTH | 377 | 115
379 | Valley View 115 | NORTH | 378 | 115
380 | Whitesboro 115 | NORTH | 379 | 115
381 | Wichita Falls 115 | NORTH | 380 | 115
382 | Wichita Falls 2 115 | NORTH | 381 | 115
383 | Wichita Falls 3 115 | NORTH | 382 | 115
384 | Wichita Falls 4 115 | NORTH | 383 | 115
385 | Wichita Falls 5 115 | NORTH | 384 | 115
386 | Sheppard Afb 115 | NORTH | 385 | 115
387 | Burkburnett 115 | NORTH | 386 | 115
388 | Byers 115 | NORTH | 387 | 115
389 | Electra 115 | NORTH | 388 | 115
390 | Goree 115 | NORTH | 389 | 115
391 | Harrold 115 | NORTH | 390 | 115
392 | Henrietta 115 | NORTH | 391 | 115
393 | Holliday 115 | NORTH | 392 | 115
394 | Iowa Park 115 | NORTH | 393 | 115
395 | Iowa Park 2 115 | NORTH | 394 | 115
396 | Munday 115 | NORTH | 395 | 115
397 | Newcastle 115 | NCENT | 396 | 115
398 | Oklaunion 115 | NORTH | 397 | 115
399 | Olney 115 | NCENT | 398 | 115
400 | Petrolia 115 | NORTH | 399 | 115
401 | Scotland 115 | NORTH | 400 | 115
402 | Seymour 115 | NORTH | 401 | 115
403 | Vernon 115 | NORTH | 402 | 115
404 | Weinert 115 | NORTH | 403 | 115
405 | Windthorst 115 | NORTH | 404 | 115
406 | Stephenville 115 | NCENT | 405 | 115
407 | Stephenville 2 115 | NCENT | 406 | 115
408 | Breckenridge 115 | NCENT | 407 | 115
409 | Bridgeport 115 | NCENT | 408 | 115
410 | Bryson 115 | NCENT | 409 | 115
411 | Caddo 115 | NCENT | 410 | 115
412 | Albany 115 | NCENT | 411 | 115
413 | Chico 115 | NCENT | 412 | 115
414 | Blanket 115 | NCENT | 413 | 115
415 | Bluff Dale 115 | NCENT | 414 | 115
416 | Carbon 115 | NCENT | 415 | 115
417 | Carlton 115 | NCENT | 416 | 115
418 | Cisco 115 | NCENT | 417 | 115
419 | Comanche 115 | NCENT | 418 | 115
420 | Cross Plains 115 | NCENT | 419 | 115
421 | De Leon 115 | NCENT | 420 | 115
422 | Desdemona 115 | NCENT | 421 | 115
423 | Dublin 115 | NCENT | 422 | 115
424 | Eastland 115 | NCENT | 423 | 115
425 | Graford 115 | NCENT | 424 | 115
426 | Graham 115 | NCENT | 425 | 115
427 | Graham 2 115 | NCENT | 426 | 115
428 | Gordon 115 | NCENT | 427 | 115
429 | Gorman 115 | NCENT | 428 | 115
430 | Gustine 115 | NCENT | 429 | 115
431 | Hico 115 | NCENT | 430 | 115
432 | Jacksboro 115 | NCENT | 431 | 115
433 | Jermyn 115 | NCENT | 432 | 115
434 | Loving 115 | NCENT | 433 | 115
435 | Lipan 115 | NCENT | 434 | 115
436 | Mingus 115 | NCENT | 435 | 115
437 | Moran 115 | NCENT | 436 | 115
438 | Moran 2 115 | NCENT | 437 | 115
439 | Moran 3 115 | NCENT | 438 | 115
440 | Ranger 115 | NCENT | 439 | 115
441 | Rising Star 115 | NCENT | 440 | 115
442 | Santo 115 | NCENT | 441 | 115
443 | Sidney 115 | NCENT | 442 | 115
444 | Strawn 115 | NCENT | 443 | 115
445 | Tolar 115 | NCENT | 444 | 115
446 | South Bend 115 | NCENT | 445 | 115
447 | Throckmorton 115 | NCENT | 446 | 115
448 | Palo Pinto 115 | NCENT | 447 | 115
449 | Perrin 115 | NCENT | 448 | 115
450 | Poolville 115 | NCENT | 449 | 115
451 | Whitt 115 | NCENT | 450 | 115
452 | Woodson 115 | NCENT | 451 | 115
453 | Temple 115 | NCENT | 452 | 115
454 | Temple 2 115 | NCENT | 453 | 115
455 | Temple 3 115 | NCENT | 454 | 115
456 | Temple 4 115 | NCENT | 455 | 115
457 | Bartlett 115 | NCENT | 456 | 115
458 | Belton 115 | NCENT | 457 | 115
459 | Buckholts 115 | SCENT | 458 | 115
460 | Burlington 115 | SCENT | 459 | 115
461 | Cameron 115 | SCENT | 460 | 115
462 | Copperas Cove 115 | NCENT | 461 | 115
463 | Copperas Cove 2 115 | SCENT | 462 | 115
464 | Eddy 115 | NCENT | 463 | 115
465 | Evant 115 | NCENT | 464 | 115
466 | Florence 115 | SCENT | 465 | 115
467 | Gatesville 115 | NCENT | 466 | 115
468 | Granger 115 | SCENT | 467 | 115
469 | Hamilton 115 | NCENT | 468 | 115
470 | Holland 115 | NCENT | 469 | 115
471 | Jarrell 115 | SCENT | 470 | 115
472 | Jonesboro 115 | NCENT | 471 | 115
473 | Kempner 115 | WEST | 472 | 115
474 | Fort Hood 115 | NCENT | 473 | 115
475 | Killeen 115 | NCENT | 474 | 115
476 | Killeen 2 115 | NCENT | 475 | 115
477 | Harker Heights 115 | NCENT | 476 | 115
478 | Killeen 3 115 | NCENT | 477 | 115
479 | Lampasas 115 | WEST | 478 | 115
480 | Little River Academy 115 | NCENT | 479 | 115
481 | Milano 115 | SCENT | 480 | 115
482 | Moody 115 | NCENT | 481 | 115
483 | Oglesby 115 | NCENT | 482 | 115
484 | Pottsville 115 | NCENT | 483 | 115
485 | Purmela 115 | NCENT | 484 | 115
486 | Rockdale 115 | SCENT | 485 | 115
487 | Rogers 115 | NCENT | 486 | 115
488 | Rosebud 115 | NCENT | 487 | 115
489 | Salado 115 | NCENT | 488 | 115
490 | Salado 2 115 | SCENT | 489 | 115
491 | Taylor 115 | SCENT | 490 | 115
492 | Thorndale 115 | SCENT | 491 | 115
493 | Thrall 115 | SCENT | 492 | 115
494 | Troy 115 | NCENT | 493 | 115
495 | Troy 2 115 | NCENT | 494 | 115
496 | Abbott 115 | NCENT | 495 | 115
497 | Aquilla 115 | NCENT | 496 | 115
498 | Aquilla 2 115 | NCENT | 497 | 115
499 | Axtell 115 | NCENT | 498 | 115
500 | Blooming Grove 115 | NCENT | 499 | 115
501 | Blum 115 | NCENT | 500 | 115
502 | Mertens 115 | NCENT | 501 | 115
503 | Bremond 115 | EAST | 502 | 115
504 | Bruceville 115 | NCENT | 503 | 115
505 | Bynum 115 | NCENT | 504 | 115
506 | Chilton 115 | NCENT | 505 | 115
507 | China Spring 115 | NCENT | 506 | 115
508 | Clifton 115 | NCENT | 507 | 115
509 | Coolidge 115 | NCENT | 508 | 115
510 | Covington 115 | NCENT | 509 | 115
511 | Cranfills Gap 115 | NCENT | 510 | 115
512 | Crawford 115 | NCENT | 511 | 115
513 | Dawson 115 | NCENT | 512 | 115
514 | Elm Mott 115 | NCENT | 513 | 115
515 | Frost 115 | NCENT | 514 | 115
516 | Groesbeck 115 | NCENT | 515 | 115
517 | Hewitt 115 | NCENT | 516 | 115
518 | Hillsboro 115 | NCENT | 517 | 115
519 | Hubbard 115 | NCENT | 518 | 115
520 | Iredell 115 | NCENT | 519 | 115
521 | Iredell 2 115 | NCENT | 520 | 115
522 | Italy 115 | NCENT | 521 | 115
523 | Kopperl 115 | NCENT | 522 | 115
524 | Kosse 115 | NCENT | 523 | 115
525 | Kosse 2 115 | NCENT | 524 | 115
526 | Lorena 115 | NCENT | 525 | 115
527 | Lott 115 | NCENT | 526 | 115
528 | Mc Gregor 115 | NCENT | 527 | 115
529 | Malone 115 | NCENT | 528 | 115
530 | Marlin 115 | NCENT | 529 | 115
531 | Mart 115 | NCENT | 530 | 115
532 | Meridian 115 | NCENT | 531 | 115
533 | Mexia 115 | NCENT | 532 | 115
534 | Milford 115 | NCENT | 533 | 115
535 | Morgan 115 | NCENT | 534 | 115
536 | Mount Calm 115 | NCENT | 535 | 115
537 | Penelope 115 | NCENT | 536 | 115
538 | Prairie Hill 115 | NCENT | 537 | 115
539 | Purdon 115 | NCENT | 538 | 115
540 | Reagan 115 | NCENT | 539 | 115
541 | Richland 115 | NCENT | 540 | 115
542 | Riesel 115 | NCENT | 541 | 115
543 | Riesel 2 115 | NCENT | 542 | 115
544 | Riesel 3 115 | NCENT | 543 | 115
545 | Thornton 115 | NCENT | 544 | 115
546 | Valley Mills 115 | NCENT | 545 | 115
547 | Walnut Springs 115 | NCENT | 546 | 115
548 | West 115 | NCENT | 547 | 115
549 | Whitney 115 | NCENT | 548 | 115
550 | Wortham 115 | EAST | 549 | 115
551 | Waco 115 | NCENT | 550 | 115
552 | Waco 2 115 | NCENT | 551 | 115
553 | Waco 3 115 | NCENT | 552 | 115
554 | Waco 4 115 | NCENT | 553 | 115
555 | Woodway 115 | NCENT | 554 | 115
556 | Brownwood 115 | NCENT | 555 | 115
557 | Early 115 | NCENT | 556 | 115
558 | Art 115 | WEST | 557 | 115
559 | Ballinger 115 | WEST | 558 | 115
560 | Bangs 115 | NCENT | 559 | 115
561 | Bangs 2 115 | WEST | 560 | 115
562 | Brady 115 | WEST | 561 | 115
563 | Brookesmith 115 | NCENT | 562 | 115
564 | Burkett 115 | WEST | 563 | 115
565 | Castell 115 | WEST | 564 | 115
566 | Cherokee 115 | WEST | 565 | 115
567 | Coleman 115 | WEST | 566 | 115
568 | Doole 115 | WEST | 567 | 115
569 | Eden 115 | WEST | 568 | 115
570 | Fort Mc Kavett 115 | WEST | 569 | 115
571 | Fredonia 115 | WEST | 570 | 115
572 | Goldthwaite 115 | NCENT | 571 | 115
573 | Gouldbusk 115 | WEST | 572 | 115
574 | Hext 115 | WEST | 573 | 115
575 | Junction 115 | WEST | 574 | 115
576 | Lohn 115 | WEST | 575 | 115
577 | Lometa 115 | WEST | 576 | 115
578 | London 115 | WEST | 577 | 115
579 | Mason 115 | WEST | 578 | 115
580 | May 115 | NCENT | 579 | 115
581 | Melvin 115 | WEST | 580 | 115
582 | Menard 115 | WEST | 581 | 115
583 | Miles 115 | WEST | 582 | 115
584 | Millersview 115 | WEST | 583 | 115
585 | Mullin 115 | NCENT | 584 | 115
586 | Norton 115 | WEST | 585 | 115
587 | Paint Rock 115 | WEST | 586 | 115
588 | Pontotoc 115 | WEST | 587 | 115
589 | Priddy 115 | NCENT | 588 | 115
590 | Richland Springs 115 | WEST | 589 | 115
591 | Rochelle 115 | WEST | 590 | 115
592 | Rockwood 115 | WEST | 591 | 115
593 | Roosevelt 115 | WEST | 592 | 115
594 | Rowena 115 | WEST | 593 | 115
595 | San Saba 115 | WEST | 594 | 115
596 | Santa Anna 115 | WEST | 595 | 115
597 | Talpa 115 | WEST | 596 | 115
598 | Valera 115 | WEST | 597 | 115
599 | Valley Spring 115 | WEST | 598 | 115
600 | Voca 115 | WEST | 599 | 115
601 | Voss 115 | WEST | 600 | 115
602 | Zephyr 115 | NCENT | 601 | 115
603 | San Angelo 115 | WEST | 602 | 115
604 | San Angelo 2 115 | WEST | 603 | 115
605 | San Angelo 3 115 | WEST | 604 | 115
606 | San Angelo 4 115 | WEST | 605 | 115
607 | Goodfellow Afb 115 | WEST | 606 | 115
608 | Barnhart 115 | WEST | 607 | 115
609 | Big Lake 115 | FWEST | 608 | 115
610 | Bronte 115 | WEST | 609 | 115
611 | Carlsbad 115 | WEST | 610 | 115
612 | Christoval 115 | WEST | 611 | 115
613 | Eldorado 115 | WEST | 612 | 115
614 | Eola 115 | WEST | 613 | 115
615 | Eola 2 115 | WEST | 614 | 115
616 | Mereta 115 | WEST | 615 | 115
617 | Mertzon 115 | WEST | 616 | 115
618 | Ozona 115 | FWEST | 617 | 115
619 | Robert Lee 115 | WEST | 618 | 115
620 | Silver 115 | WEST | 619 | 115
621 | Sonora 115 | WEST | 620 | 115
622 | Sterling City 115 | WEST | 621 | 115
623 | Sterling City 2 115 | WEST | 622 | 115
624 | Vancourt 115 | WEST | 623 | 115
625 | Wall 115 | WEST | 624 | 115
626 | Wall 2 115 | WEST | 625 | 115
627 | Houston 115 | COAST | 626 | 115
628 | Houston 2 115 | COAST | 627 | 115
629 | Houston 3 115 | COAST | 628 | 115
630 | Houston 4 115 | COAST | 629 | 115
631 | Houston 5 115 | COAST | 630 | 115
632 | Houston 6 115 | COAST | 631 | 115
633 | Houston 7 115 | COAST | 632 | 115
634 | Houston 8 115 | COAST | 633 | 115
635 | Houston 9 115 | COAST | 634 | 115
636 | Houston 10 115 | COAST | 635 | 115
637 | Houston 11 115 | COAST | 636 | 115
638 | Houston 12 115 | COAST | 637 | 115
639 | Houston 13 115 | COAST | 638 | 115
640 | Houston 14 115 | COAST | 639 | 115
641 | Houston 15 115 | COAST | 640 | 115
642 | Houston 16 115 | COAST | 641 | 115
643 | Houston 17 115 | COAST | 642 | 115
644 | Houston 18 115 | COAST | 643 | 115
645 | Houston 19 115 | COAST | 644 | 115
646 | Houston 20 115 | COAST | 645 | 115
647 | Houston 21 115 | COAST | 646 | 115
648 | Houston 22 115 | COAST | 647 | 115
649 | Houston 23 115 | COAST | 648 | 115
650 | Houston 24 115 | COAST | 649 | 115
651 | Houston 25 115 | COAST | 650 | 115
652 | Houston 26 115 | COAST | 651 | 115
653 | Houston 27 115 | COAST | 652 | 115
654 | Houston 28 115 | COAST | 653 | 115
655 | Houston 29 115 | COAST | 654 | 115
656 | Houston 30 115 | COAST | 655 | 115
657 | Houston 31 115 | COAST | 656 | 115
658 | Houston 32 115 | COAST | 657 | 115
659 | Humble 115 | COAST | 658 | 115
660 | Houston 33 115 | COAST | 659 | 115
661 | Houston 34 115 | COAST | 660 | 115
662 | Houston 35 115 | COAST | 661 | 115
663 | Houston 36 115 | COAST | 662 | 115
664 | Pasadena 115 | COAST | 663 | 115
665 | Houston 37 115 | COAST | 664 | 115
666 | Houston 38 115 | COAST | 665 | 115
667 | Houston 39 115 | COAST | 666 | 115
668 | Houston 40 115 | COAST | 667 | 115
669 | Houston 41 115 | COAST | 668 | 115
670 | Houston 42 115 | COAST | 669 | 115
671 | Houston 43 115 | COAST | 670 | 115
672 | Houston 44 115 | COAST | 671 | 115
673 | Houston 45 115 | COAST | 672 | 115
674 | Houston 46 115 | COAST | 673 | 115
675 | Houston 47 115 | COAST | 674 | 115
676 | Missouri City 115 | COAST | 675 | 115
677 | Houston 48 115 | COAST | 676 | 115
678 | Houston 49 115 | COAST | 677 | 115
679 | Houston 50 115 | COAST | 678 | 115
680 | Conroe 115 | COAST | 679 | 115
681 | Conroe 2 115 | COAST | 680 | 115
682 | Conroe 3 115 | COAST | 681 | 115
683 | Conroe 4 115 | COAST | 682 | 115
684 | Conroe 5 115 | COAST | 683 | 115
685 | Montgomery 115 | COAST | 684 | 115
686 | Willis 115 | COAST | 685 | 115
687 | Cleveland 115 | COAST | 686 | 115
688 | Huffman 115 | COAST | 687 | 115
689 | Humble 2 115 | COAST | 688 | 115
690 | Kingwood 115 | COAST | 689 | 115
691 | Kingwood 2 115 | COAST | 690 | 115
692 | Humble 3 115 | COAST | 691 | 115
693 | Magnolia 115 | COAST | 692 | 115
694 | Magnolia 2 115 | COAST | 693 | 115
695 | Montgomery 2 115 | COAST | 694 | 115
696 | New Caney 115 | COAST | 695 | 115
697 | Pinehurst 115 | COAST | 696 | 115
698 | Plantersville 115 | EAST | 697 | 115
699 | Porter 115 | COAST | 698 | 115
700 | Splendora 115 | COAST | 699 | 115
701 | Spring 115 | COAST | 700 | 115
702 | Tomball 115 | COAST | 701 | 115
703 | Tomball 2 115 | COAST | 702 | 115
704 | Willis 2 115 | COAST | 703 | 115
705 | Spring 2 115 | COAST | 704 | 115
706 | Spring 3 115 | COAST | 705 | 115
707 | Spring 4 115 | COAST | 706 | 115
708 | Conroe 6 115 | COAST | 707 | 115
709 | Conroe 7 115 | COAST | 708 | 115
710 | Spring 5 115 | COAST | 709 | 115
711 | Spring 6 115 | COAST | 710 | 115
712 | Richmond 115 | COAST | 711 | 115
713 | Richmond 2 115 | COAST | 712 | 115
714 | Richmond 3 115 | SCENT | 713 | 115
715 | Bay City 115 | COAST | 714 | 115
716 | Bay City 2 115 | COAST | 715 | 115
717 | Beasley 115 | COAST | 716 | 115
718 | Bellville 115 | COAST | 717 | 115
719 | Bellville 2 115 | COAST | 718 | 115
720 | Boling 115 | COAST | 719 | 115
721 | Brazoria 115 | COAST | 720 | 115
722 | Brookshire 115 | COAST | 721 | 115
723 | Chappell Hill 115 | SCENT | 722 | 115
724 | Chappell Hill 2 115 | COAST | 723 | 115
725 | Cypress 115 | COAST | 724 | 115
726 | Damon 115 | COAST | 725 | 115
727 | Danevang 115 | COAST | 726 | 115
728 | Cypress 2 115 | COAST | 727 | 115
729 | Eagle Lake 115 | COAST | 728 | 115
730 | East Bernard 115 | COAST | 729 | 115
731 | East Bernard 2 115 | COAST | 730 | 115
732 | El Campo 115 | COAST | 731 | 115
733 | El Campo 2 115 | COAST | 732 | 115
734 | Fulshear 115 | COAST | 733 | 115
735 | Garwood 115 | SCENT | 734 | 115
736 | Garwood 2 115 | COAST | 735 | 115
737 | Guy 115 | COAST | 736 | 115
738 | Hempstead 115 | COAST | 737 | 115
739 | Hempstead 2 115 | COAST | 738 | 115
740 | Hockley 115 | COAST | 739 | 115
741 | Hungerford 115 | COAST | 740 | 115
742 | Katy 115 | COAST | 741 | 115
743 | Katy 2 115 | COAST | 742 | 115
744 | Katy 3 115 | COAST | 743 | 115
745 | Katy 4 115 | COAST | 744 | 115
746 | Katy 5 115 | COAST | 745 | 115
747 | Louise 115 | COAST | 746 | 115
748 | Louise 2 115 | COAST | 747 | 115
749 | Louise 3 115 | COAST | 748 | 115
750 | Louise 4 115 | COAST | 749 | 115
751 | Missouri City 2 115 | COAST | 750 | 115
752 | Missouri City 3 115 | SCENT | 751 | 115
753 | Needville 115 | COAST | 752 | 115
754 | Needville 2 115 | COAST | 753 | 115
755 | Palacios 115 | COAST | 754 | 115
756 | Palacios 2 115 | COAST | 755 | 115
757 | Palacios 3 115 | COAST | 756 | 115
758 | Pledger 115 | COAST | 757 | 115
759 | Richmond 4 115 | COAST | 758 | 115
760 | Rock Island 115 | SCENT | 759 | 115
761 | Rosenberg 115 | COAST | 760 | 115
762 | Rosenberg 2 115 | COAST | 761 | 115
763 | Sealy 115 | COAST | 762 | 115
764 | Sealy 2 115 | COAST | 763 | 115
765 | Stafford 115 | COAST | 764 | 115
766 | Sugar Land 115 | COAST | 765 | 115
767 | Sweeny 115 | COAST | 766 | 115
768 | Sweeny 2 115 | COAST | 767 | 115
769 | Van Vleck 115 | COAST | 768 | 115
770 | Wadsworth 115 | COAST | 769 | 115
771 | Waller 115 | COAST | 770 | 115
772 | Wallis 115 | COAST | 771 | 115
773 | West Columbia 115 | COAST | 772 | 115
774 | Wharton 115 | COAST | 773 | 115
775 | Katy 6 115 | COAST | 774 | 115
776 | Katy 7 115 | COAST | 775 | 115
777 | Sugar Land 2 115 | COAST | 776 | 115
778 | Pasadena 2 115 | COAST | 777 | 115
779 | Deer Park 115 | COAST | 778 | 115
780 | Pasadena 3 115 | COAST | 779 | 115
781 | Santa Fe 115 | COAST | 780 | 115
782 | Alvin 115 | COAST | 781 | 115
783 | Anahuac 115 | COAST | 782 | 115
784 | Angleton 115 | COAST | 783 | 115
785 | Bacliff 115 | COAST | 784 | 115
786 | Baytown 115 | COAST | 785 | 115
787 | Baytown 2 115 | COAST | 786 | 115
788 | Baytown 3 115 | COAST | 787 | 115
789 | Channelview 115 | COAST | 788 | 115
790 | Clute 115 | COAST | 789 | 115
791 | Crosby 115 | COAST | 790 | 115
792 | Danbury 115 | COAST | 791 | 115
793 | Dayton 115 | COAST | 792 | 115
794 | Dickinson 115 | COAST | 793 | 115
795 | Freeport 115 | COAST | 794 | 115
796 | Fresno 115 | COAST | 795 | 115
797 | Friendswood 115 | COAST | 796 | 115
798 | Galveston 115 | COAST | 797 | 115
799 | Galveston 2 115 | COAST | 798 | 115
800 | Galveston 3 115 | COAST | 799 | 115
801 | Hankamer 115 | COAST | 800 | 115
802 | Highlands 115 | COAST | 801 | 115
803 | Hitchcock 115 | COAST | 802 | 115
804 | Kemah 115 | COAST | 803 | 115
805 | Lake Jackson 115 | COAST | 804 | 115
806 | La Marque 115 | COAST | 805 | 115
807 | La Porte 115 | COAST | 806 | 115
808 | League City 115 | COAST | 807 | 115
809 | Liberty 115 | COAST | 808 | 115
810 | Liverpool 115 | COAST | 809 | 115
811 | Manvel 115 | COAST | 810 | 115
812 | Manvel 2 115 | COAST | 811 | 115
813 | Pearland 115 | COAST | 812 | 115
814 | Rosharon 115 | COAST | 813 | 115
815 | Pearland 2 115 | COAST | 814 | 115
816 | Seabrook 115 | COAST | 815 | 115
817 | Texas City 115 | COAST | 816 | 115
818 | Wallisville 115 | COAST | 817 | 115
819 | Fred 115 | COAST | 818 | 115
820 | High Island 115 | COAST | 819 | 115
821 | Port Arthur 115 | COAST | 820 | 115
822 | Spurger 115 | COAST | 821 | 115
823 | Winnie 115 | COAST | 822 | 115
824 | Bryan 115 | EAST | 823 | 115
825 | Bryan 2 115 | EAST | 824 | 115
826 | Bryan 3 115 | EAST | 825 | 115
827 | Bryan 4 115 | EAST | 826 | 115
828 | Anderson 115 | EAST | 827 | 115
829 | Bedias 115 | EAST | 828 | 115
830 | Brenham 115 | SCENT | 829 | 115
831 | Burton 115 | SCENT | 830 | 115
832 | Caldwell 115 | SCENT | 831 | 115
833 | Calvert 115 | EAST | 832 | 115
834 | College Station 115 | EAST | 833 | 115
835 | College Station 2 115 | EAST | 834 | 115
836 | Dime Box 115 | SCENT | 835 | 115
837 | Dime Box 2 115 | EAST | 836 | 115
838 | Franklin 115 | EAST | 837 | 115
839 | Franklin 2 115 | SCENT | 838 | 115
840 | Hearne 115 | EAST | 839 | 115
841 | Iola 115 | EAST | 840 | 115
842 | Madisonville 115 | EAST | 841 | 115
843 | Marquez 115 | EAST | 842 | 115
844 | Marquez 2 115 | EAST | 843 | 115
845 | Navasota 115 | EAST | 844 | 115
846 | Normangee 115 | EAST | 845 | 115
847 | North Zulch 115 | EAST | 846 | 115
848 | Richards 115 | EAST | 847 | 115
849 | Richards 2 115 | EAST | 848 | 115
850 | Richards 3 115 | SCENT | 849 | 115
851 | Somerville 115 | SCENT | 850 | 115
852 | Washington 115 | SCENT | 851 | 115
853 | Victoria 115 | COAST | 852 | 115
854 | Victoria 2 115 | COAST | 853 | 115
855 | Victoria 3 115 | COAST | 854 | 115
856 | Victoria 4 115 | SOUTH | 855 | 115
857 | Victoria 5 115 | COAST | 856 | 115
858 | Cuero 115 | SCENT | 857 | 115
859 | Edna 115 | COAST | 858 | 115
860 | Edna 2 115 | SOUTH | 859 | 115
861 | Edna 3 115 | COAST | 860 | 115
862 | Ganado 115 | COAST | 861 | 115
863 | Goliad 115 | SOUTH | 862 | 115
864 | Hallettsville 115 | SCENT | 863 | 115
865 | Inez 115 | COAST | 864 | 115
866 | Inez 2 115 | COAST | 865 | 115
867 | Inez 3 115 | COAST | 866 | 115
868 | Lolita 115 | COAST | 867 | 115
869 | Lolita 2 115 | COAST | 868 | 115
870 | Meyersville 115 | SCENT | 869 | 115
871 | Moulton 115 | SCENT | 870 | 115
872 | Moulton 2 115 | COAST | 871 | 115
873 | Moulton 3 115 | COAST | 872 | 115
874 | Moulton 4 115 | COAST | 873 | 115
875 | Port Lavaca 115 | COAST | 874 | 115
876 | Port Lavaca 2 115 | COAST | 875 | 115
877 | Seadrift 115 | COAST | 876 | 115
878 | Shiner 115 | SCENT | 877 | 115
879 | Shiner 2 115 | SCENT | 878 | 115
880 | Shiner 3 115 | COAST | 879 | 115
881 | Tivoli 115 | SOUTH | 880 | 115
882 | Tivoli 2 115 | COAST | 881 | 115
883 | Tivoli 3 115 | SOUTH | 882 | 115
884 | Westhoff 115 | SCENT | 883 | 115
885 | Yoakum 115 | SCENT | 884 | 115
886 | Yoakum 2 115 | SOUTH | 885 | 115
887 | Atascosa 115 | SCENT | 886 | 115
888 | Bandera 115 | SCENT | 887 | 115
889 | Bergheim 115 | SCENT | 888 | 115
890 | Bigfoot 115 | SOUTH | 889 | 115
891 | Boerne 115 | SCENT | 890 | 115
892 | Calliham 115 | SOUTH | 891 | 115
893 | Campbellton 115 | SOUTH | 892 | 115
894 | Castroville 115 | SCENT | 893 | 115
895 | Center Point 115 | WEST | 894 | 115
896 | Charlotte 115 | SOUTH | 895 | 115
897 | Christine 115 | SOUTH | 896 | 115
898 | Comfort 115 | SCENT | 897 | 115
899 | Cotulla 115 | SOUTH | 898 | 115
900 | Boerne 2 115 | SCENT | 899 | 115
901 | Devine 115 | SCENT | 900 | 115
902 | Dilley 115 | SOUTH | 901 | 115
903 | Dilley 2 115 | SOUTH | 902 | 115
904 | Fowlerton 115 | SOUTH | 903 | 115
905 | George West 115 | SOUTH | 904 | 115
906 | Helotes 115 | SCENT | 905 | 115
907 | Hunt 115 | WEST | 906 | 115
908 | Ingram 115 | WEST | 907 | 115
909 | Jourdanton 115 | SOUTH | 908 | 115
910 | Kendalia 115 | SCENT | 909 | 115
911 | Kerrville 115 | WEST | 910 | 115
912 | Kerrville 2 115 | WEST | 911 | 115
913 | La Coste 115 | SCENT | 912 | 115
914 | Laredo 115 | SOUTH | 913 | 115
915 | Laredo 2 115 | SOUTH | 914 | 115
916 | Laredo 3 115 | SOUTH | 915 | 115
917 | Laredo 4 115 | SOUTH | 916 | 115
918 | Laredo 5 115 | SOUTH | 917 | 115
919 | Laredo 6 115 | SOUTH | 918 | 115
920 | Laredo 7 115 | SOUTH | 919 | 115
921 | Lytle 115 | SOUTH | 920 | 115
922 | Medina 115 | SCENT | 921 | 115
923 | Mico 115 | SCENT | 922 | 115
924 | Moore 115 | SOUTH | 923 | 115
925 | Mountain Home 115 | WEST | 924 | 115
926 | Natalia 115 | SCENT | 925 | 115
927 | Oakville 115 | SOUTH | 926 | 115
928 | Pearsall 115 | SOUTH | 927 | 115
929 | Pipe Creek 115 | SCENT | 928 | 115
930 | Pleasanton 115 | SOUTH | 929 | 115
931 | Poteet 115 | SOUTH | 930 | 115
932 | Rio Medina 115 | SCENT | 931 | 115
933 | San Ygnacio 115 | SOUTH | 932 | 115
934 | Somerset 115 | SCENT | 933 | 115
935 | Spring Branch 115 | SCENT | 934 | 115
936 | Three Rivers 115 | SOUTH | 935 | 115
937 | Tilden 115 | SOUTH | 936 | 115
938 | Von Ormy 115 | SCENT | 937 | 115
939 | Whitsett 115 | SOUTH | 938 | 115
940 | Zapata 115 | SOUTH | 939 | 115
941 | Adkins 115 | SCENT | 940 | 115
942 | Beeville 115 | SOUTH | 941 | 115
943 | Beeville 2 115 | SOUTH | 942 | 115
944 | Beeville 3 115 | SOUTH | 943 | 115
945 | Cibolo 115 | SCENT | 944 | 115
946 | Converse 115 | SCENT | 945 | 115
947 | Elmendorf 115 | SCENT | 946 | 115
948 | Falls City 115 | SCENT | 947 | 115
949 | Floresville 115 | SCENT | 948 | 115
950 | Gillett 115 | SCENT | 949 | 115
951 | Hobson 115 | SCENT | 950 | 115
952 | Karnes City 115 | SCENT | 951 | 115
953 | Kenedy 115 | SCENT | 952 | 115
954 | La Vernia 115 | SCENT | 953 | 115
955 | Leesville 115 | SCENT | 954 | 115
956 | Mc Queeney 115 | SCENT | 955 | 115
957 | Marion 115 | SCENT | 956 | 115
958 | Marion 2 115 | SOUTH | 957 | 115
959 | New Braunfels 115 | SCENT | 958 | 115
960 | New Braunfels 2 115 | SCENT | 959 | 115
961 | Canyon Lake 115 | SCENT | 960 | 115
962 | Nixon 115 | SCENT | 961 | 115
963 | Nordheim 115 | SCENT | 962 | 115
964 | Nordheim 2 115 | SOUTH | 963 | 115
965 | Nordheim 3 115 | SCENT | 964 | 115
966 | Nordheim 4 115 | SOUTH | 965 | 115
967 | Nordheim 5 115 | SOUTH | 966 | 115
968 | Nordheim 6 115 | SCENT | 967 | 115
969 | Schertz 115 | SCENT | 968 | 115
970 | Runge 115 | SCENT | 969 | 115
971 | Saint Hedwig 115 | SCENT | 970 | 115
972 | Seguin 115 | SCENT | 971 | 115
973 | Smiley 115 | SCENT | 972 | 115
974 | Stockdale 115 | SCENT | 973 | 115
975 | Sutherland Springs 115 | SCENT | 974 | 115
976 | Sutherland Springs 2 115 | SOUTH | 975 | 115
977 | Bulverde 115 | SCENT | 976 | 115
978 | Yorktown 115 | SCENT | 977 | 115
979 | San Antonio 115 | SCENT | 978 | 115
980 | San Antonio 2 115 | SCENT | 979 | 115
981 | San Antonio 3 115 | SCENT | 980 | 115
982 | San Antonio 4 115 | SCENT | 981 | 115
983 | San Antonio 5 115 | SCENT | 982 | 115
984 | San Antonio 6 115 | SCENT | 983 | 115
985 | San Antonio 7 115 | SCENT | 984 | 115
986 | San Antonio 8 115 | SCENT | 985 | 115
987 | San Antonio 9 115 | SCENT | 986 | 115
988 | San Antonio 10 115 | SCENT | 987 | 115
989 | San Antonio 11 115 | SCENT | 988 | 115
990 | San Antonio 12 115 | SCENT | 989 | 115
991 | San Antonio 13 115 | SCENT | 990 | 115
992 | San Antonio 14 115 | SCENT | 991 | 115
993 | San Antonio 15 115 | SCENT | 992 | 115
994 | San Antonio 16 115 | SCENT | 993 | 115
995 | San Antonio 17 115 | SCENT | 994 | 115
996 | San Antonio 18 115 | SCENT | 995 | 115
997 | San Antonio 19 115 | SCENT | 996 | 115
998 | San Antonio 20 115 | SCENT | 997 | 115
999 | San Antonio 21 115 | SCENT | 998 | 115
1000 | San Antonio 22 115 | SCENT | 999 | 115
1001 | San Antonio 23 115 | SCENT | 1000 | 115
1002 | San Antonio 24 115 | SCENT | 1001 | 115
1003 | San Antonio 25 115 | SCENT | 1002 | 115
1004 | San Antonio 26 115 | SCENT | 1003 | 115
1005 | San Antonio 27 115 | SCENT | 1004 | 115
1006 | San Antonio 28 115 | SCENT | 1005 | 115
1007 | San Antonio 29 115 | SCENT | 1006 | 115
1008 | San Antonio 30 115 | SCENT | 1007 | 115
1009 | San Antonio 31 115 | SCENT | 1008 | 115
1010 | San Antonio 32 115 | SCENT | 1009 | 115
1011 | San Antonio 33 115 | SCENT | 1010 | 115
1012 | San Antonio 34 115 | SCENT | 1011 | 115
1013 | San Antonio 35 115 | SCENT | 1012 | 115
1014 | San Antonio 36 115 | SCENT | 1013 | 115
1015 | San Antonio 37 115 | SCENT | 1014 | 115
1016 | Agua Dulce 115 | SOUTH | 1015 | 115
1017 | Alice 115 | SOUTH | 1016 | 115
1018 | Alice 2 115 | SOUTH | 1017 | 115
1019 | Aransas Pass 115 | SOUTH | 1018 | 115
1020 | Aransas Pass 2 115 | SOUTH | 1019 | 115
1021 | Aransas Pass 3 115 | SOUTH | 1020 | 115
1022 | Bayside 115 | SOUTH | 1021 | 115
1023 | Bayside 2 115 | SOUTH | 1022 | 115
1024 | Bayside 3 115 | SOUTH | 1023 | 115
1025 | Bishop 115 | SOUTH | 1024 | 115
1026 | Bruni 115 | SOUTH | 1025 | 115
1027 | Concepcion 115 | SOUTH | 1026 | 115
1028 | Concepcion 2 115 | SOUTH | 1027 | 115
1029 | Concepcion 3 115 | SOUTH | 1028 | 115
1030 | Encino 115 | SOUTH | 1029 | 115
1031 | Falfurrias 115 | SOUTH | 1030 | 115
1032 | Freer 115 | SOUTH | 1031 | 115
1033 | Freer 2 115 | SOUTH | 1032 | 115
1034 | Freer 3 115 | SOUTH | 1033 | 115
1035 | Hebbronville 115 | SOUTH | 1034 | 115
1036 | Ingleside 115 | SOUTH | 1035 | 115
1037 | Kingsville 115 | SOUTH | 1036 | 115
1038 | Mathis 115 | SOUTH | 1037 | 115
1039 | Mirando City 115 | SOUTH | 1038 | 115
1040 | Odem 115 | SOUTH | 1039 | 115
1041 | Odem 2 115 | SOUTH | 1040 | 115
1042 | Orange Grove 115 | SOUTH | 1041 | 115
1043 | Port Aransas 115 | SOUTH | 1042 | 115
1044 | Portland 115 | SOUTH | 1043 | 115
1045 | Premont 115 | SOUTH | 1044 | 115
1046 | Realitos 115 | SOUTH | 1045 | 115
1047 | Refugio 115 | SOUTH | 1046 | 115
1048 | Riviera 115 | SOUTH | 1047 | 115
1049 | Robstown 115 | SOUTH | 1048 | 115
1050 | Rockport 115 | SOUTH | 1049 | 115
1051 | Sandia 115 | SOUTH | 1050 | 115
1052 | San Diego 115 | SOUTH | 1051 | 115
1053 | San Diego 2 115 | SOUTH | 1052 | 115
1054 | Sinton 115 | SOUTH | 1053 | 115
1055 | Skidmore 115 | SOUTH | 1054 | 115
1056 | Taft 115 | SOUTH | 1055 | 115
1057 | Tynan 115 | SOUTH | 1056 | 115
1058 | Woodsboro 115 | SOUTH | 1057 | 115
1059 | Corpus Christi 115 | SOUTH | 1058 | 115
1060 | Corpus Christi 2 115 | SOUTH | 1059 | 115
1061 | Corpus Christi 3 115 | SOUTH | 1060 | 115
1062 | Corpus Christi 4 115 | SOUTH | 1061 | 115
1063 | Corpus Christi 5 115 | SOUTH | 1062 | 115
1064 | Corpus Christi 6 115 | SOUTH | 1063 | 115
1065 | Corpus Christi 7 115 | SOUTH | 1064 | 115
1066 | Corpus Christi 8 115 | SOUTH | 1065 | 115
1067 | Corpus Christi 9 115 | SOUTH | 1066 | 115
1068 | Corpus Christi 10 115 | SOUTH | 1067 | 115
1069 | Mcallen 115 | SOUTH | 1068 | 115
1070 | Mcallen 2 115 | SOUTH | 1069 | 115
1071 | Mcallen 3 115 | SOUTH | 1070 | 115
1072 | Alamo 115 | SOUTH | 1071 | 115
1073 | Brownsville 115 | SOUTH | 1072 | 115
1074 | Brownsville 2 115 | SOUTH | 1073 | 115
1075 | Brownsville 3 115 | SOUTH | 1074 | 115
1076 | Brownsville 4 115 | SOUTH | 1075 | 115
1077 | Delmita 115 | SOUTH | 1076 | 115
1078 | Donna 115 | SOUTH | 1077 | 115
1079 | Edcouch 115 | SOUTH | 1078 | 115
1080 | Edinburg 115 | SOUTH | 1079 | 115
1081 | Edinburg 2 115 | SOUTH | 1080 | 115
1082 | Edinburg 3 115 | SOUTH | 1081 | 115
1083 | Edinburg 4 115 | SOUTH | 1082 | 115
1084 | Edinburg 5 115 | SOUTH | 1083 | 115
1085 | Edinburg 6 115 | SOUTH | 1084 | 115
1086 | Edinburg 7 115 | SOUTH | 1085 | 115
1087 | Harlingen 115 | SOUTH | 1086 | 115
1088 | Harlingen 2 115 | SOUTH | 1087 | 115
1089 | Hidalgo 115 | SOUTH | 1088 | 115
1090 | La Feria 115 | SOUTH | 1089 | 115
1091 | La Joya 115 | SOUTH | 1090 | 115
1092 | La Joya 2 115 | SOUTH | 1091 | 115
1093 | La Joya 3 115 | SOUTH | 1092 | 115
1094 | Linn 115 | SOUTH | 1093 | 115
1095 | Lopeno 115 | SOUTH | 1094 | 115
1096 | Sullivan City 115 | SOUTH | 1095 | 115
1097 | Los Fresnos 115 | SOUTH | 1096 | 115
1098 | Los Fresnos 2 115 | SOUTH | 1097 | 115
1099 | Lyford 115 | SOUTH | 1098 | 115
1100 | Mercedes 115 | SOUTH | 1099 | 115
1101 | Mission 115 | SOUTH | 1100 | 115
1102 | Mission 2 115 | SOUTH | 1101 | 115
1103 | Mission 3 115 | SOUTH | 1102 | 115
1104 | Olmito 115 | SOUTH | 1103 | 115
1105 | Penitas 115 | SOUTH | 1104 | 115
1106 | Pharr 115 | SOUTH | 1105 | 115
1107 | Port Isabel 115 | SOUTH | 1106 | 115
1108 | Port Isabel 2 115 | SOUTH | 1107 | 115
1109 | Raymondville 115 | SOUTH | 1108 | 115
1110 | Rio Grande City 115 | SOUTH | 1109 | 115
1111 | Rio Hondo 115 | SOUTH | 1110 | 115
1112 | Roma 115 | SOUTH | 1111 | 115
1113 | Roma 2 115 | SOUTH | 1112 | 115
1114 | San Benito 115 | SOUTH | 1113 | 115
1115 | San Isidro 115 | SOUTH | 1114 | 115
1116 | San Juan 115 | SOUTH | 1115 | 115
1117 | Santa Elena 115 | SOUTH | 1116 | 115
1118 | Santa Elena 2 115 | SOUTH | 1117 | 115
1119 | Santa Rosa 115 | SOUTH | 1118 | 115
1120 | Santa Rosa 2 115 | SOUTH | 1119 | 115
1121 | Weslaco 115 | SOUTH | 1120 | 115
1122 | South Padre Island 115 | SOUTH | 1121 | 115
1123 | South Padre Island 2 115 | SOUTH | 1122 | 115
1124 | Bastrop 115 | SCENT | 1123 | 115
1125 | Bertram 115 | SCENT | 1124 | 115
1126 | Blanco 115 | SCENT | 1125 | 115
1127 | Tow 115 | WEST | 1126 | 115
1128 | Briggs 115 | SCENT | 1127 | 115
1129 | Buchanan Dam 115 | WEST | 1128 | 115
1130 | Buda 115 | SCENT | 1129 | 115
1131 | Burnet 115 | SCENT | 1130 | 115
1132 | Cedar Creek 115 | SCENT | 1131 | 115
1133 | Cedar Park 115 | SCENT | 1132 | 115
1134 | Cost 115 | SCENT | 1133 | 115
1135 | Coupland 115 | SCENT | 1134 | 115
1136 | Dale 115 | SCENT | 1135 | 115
1137 | Del Valle 115 | SCENT | 1136 | 115
1138 | Doss 115 | WEST | 1137 | 115
1139 | Driftwood 115 | SCENT | 1138 | 115
1140 | Dripping Springs 115 | SCENT | 1139 | 115
1141 | Elgin 115 | SCENT | 1140 | 115
1142 | Pflugerville 115 | SCENT | 1141 | 115
1143 | Fischer 115 | SCENT | 1142 | 115
1144 | Fredericksburg 115 | WEST | 1143 | 115
1145 | Georgetown 115 | SCENT | 1144 | 115
1146 | Georgetown 2 115 | SCENT | 1145 | 115
1147 | Gonzales 115 | SCENT | 1146 | 115
1148 | Harper 115 | WEST | 1147 | 115
1149 | Harwood 115 | SCENT | 1148 | 115
1150 | Georgetown 3 115 | SCENT | 1149 | 115
1151 | Hutto 115 | SCENT | 1150 | 115
1152 | Hye 115 | SCENT | 1151 | 115
1153 | Johnson City 115 | SCENT | 1152 | 115
1154 | Kingsbury 115 | SCENT | 1153 | 115
1155 | Kingsland 115 | WEST | 1154 | 115
1156 | Kyle 115 | SCENT | 1155 | 115
1157 | Leander 115 | SCENT | 1156 | 115
1158 | Liberty Hill 115 | SCENT | 1157 | 115
1159 | Llano 115 | WEST | 1158 | 115
1160 | Lockhart 115 | SCENT | 1159 | 115
1161 | Leander 2 115 | SCENT | 1160 | 115
1162 | Luling 115 | SCENT | 1161 | 115
1163 | Mc Dade 115 | SCENT | 1162 | 115
1164 | Manchaca 115 | SCENT | 1163 | 115
1165 | Manor 115 | SCENT | 1164 | 115
1166 | Marble Falls 115 | SCENT | 1165 | 115
1167 | Martindale 115 | SCENT | 1166 | 115
1168 | Maxwell 115 | SCENT | 1167 | 115
1169 | Horseshoe Bay 115 | SCENT | 1168 | 115
1170 | Paige 115 | SCENT | 1169 | 115
1171 | Pflugerville 2 115 | SCENT | 1170 | 115
1172 | Red Rock 115 | SCENT | 1171 | 115
1173 | Round Mountain 115 | SCENT | 1172 | 115
1174 | Round Rock 115 | SCENT | 1173 | 115
1175 | San Marcos 115 | SCENT | 1174 | 115
1176 | Spicewood 115 | SCENT | 1175 | 115
1177 | Spicewood 2 115 | SCENT | 1176 | 115
1178 | Stonewall 115 | WEST | 1177 | 115
1179 | Willow City 115 | WEST | 1178 | 115
1180 | Wimberley 115 | SCENT | 1179 | 115
1181 | Wrightsboro 115 | SCENT | 1180 | 115
1182 | Round Rock 2 115 | SCENT | 1181 | 115
1183 | Austin 115 | SCENT | 1182 | 115
1184 | Austin 2 115 | SCENT | 1183 | 115
1185 | Austin 3 115 | SCENT | 1184 | 115
1186 | Austin 4 115 | SCENT | 1185 | 115
1187 | Austin 5 115 | SCENT | 1186 | 115
1188 | Austin 6 115 | SCENT | 1187 | 115
1189 | Austin 7 115 | SCENT | 1188 | 115
1190 | Austin 8 115 | SCENT | 1189 | 115
1191 | Austin 9 115 | SCENT | 1190 | 115
1192 | Austin 10 115 | SCENT | 1191 | 115
1193 | Austin 11 115 | SCENT | 1192 | 115
1194 | Austin 12 115 | SCENT | 1193 | 115
1195 | Austin 13 115 | SCENT | 1194 | 115
1196 | Austin 14 115 | SCENT | 1195 | 115
1197 | Austin 15 115 | SCENT | 1196 | 115
1198 | Austin 16 115 | SCENT | 1197 | 115
1199 | Austin 17 115 | SCENT | 1198 | 115
1200 | Austin 18 115 | SCENT | 1199 | 115
1201 | Austin 19 115 | SCENT | 1200 | 115
1202 | Austin 20 115 | SCENT | 1201 | 115
1203 | Austin 21 115 | SCENT | 1202 | 115
1204 | Austin 22 115 | SCENT | 1203 | 115
1205 | Austin 23 115 | SCENT | 1204 | 115
1206 | Austin 24 115 | SCENT | 1205 | 115
1207 | Austin 25 115 | SCENT | 1206 | 115
1208 | Austin 26 115 | SCENT | 1207 | 115
1209 | Austin 27 115 | SCENT | 1208 | 115
1210 | Austin 28 115 | SCENT | 1209 | 115
1211 | Uvalde 115 | WEST | 1210 | 115
1212 | Uvalde 2 115 | WEST | 1211 | 115
1213 | Asherton 115 | SOUTH | 1212 | 115
1214 | Barksdale 115 | WEST | 1213 | 115
1215 | Batesville 115 | SOUTH | 1214 | 115
1216 | Big Wells 115 | SOUTH | 1215 | 115
1217 | Brackettville 115 | WEST | 1216 | 115
1218 | Camp Wood 115 | WEST | 1217 | 115
1219 | Carrizo Springs 115 | SOUTH | 1218 | 115
1220 | Carrizo Springs 2 115 | SOUTH | 1219 | 115
1221 | Comstock 115 | WEST | 1220 | 115
1222 | Concan 115 | WEST | 1221 | 115
1223 | Crystal City 115 | SOUTH | 1222 | 115
1224 | Del Rio 115 | WEST | 1223 | 115
1225 | Laughlin A F B 115 | WEST | 1224 | 115
1226 | D Hanis 115 | SCENT | 1225 | 115
1227 | Dryden 115 | FWEST | 1226 | 115
1228 | Eagle Pass 115 | SOUTH | 1227 | 115
1229 | Eagle Pass 2 115 | SOUTH | 1228 | 115
1230 | Hondo 115 | SCENT | 1229 | 115
1231 | Knippa 115 | WEST | 1230 | 115
1232 | Knippa 2 115 | WEST | 1231 | 115
1233 | Knippa 3 115 | SOUTH | 1232 | 115
1234 | Leakey 115 | WEST | 1233 | 115
1235 | Quemado 115 | SOUTH | 1234 | 115
1236 | Rio Frio 115 | WEST | 1235 | 115
1237 | Rocksprings 115 | WEST | 1236 | 115
1238 | Sabinal 115 | WEST | 1237 | 115
1239 | Tarpley 115 | SCENT | 1238 | 115
1240 | Utopia 115 | WEST | 1239 | 115
1241 | Vanderpool 115 | SCENT | 1240 | 115
1242 | Yancey 115 | SCENT | 1241 | 115
1243 | Bleiblerville 115 | SCENT | 1242 | 115
1244 | Carmine 115 | SCENT | 1243 | 115
1245 | Cat Spring 115 | SCENT | 1244 | 115
1246 | Columbus 115 | SCENT | 1245 | 115
1247 | Alleyton 115 | SCENT | 1246 | 115
1248 | Ellinger 115 | SCENT | 1247 | 115
1249 | Fayetteville 115 | SCENT | 1248 | 115
1250 | Flatonia 115 | SCENT | 1249 | 115
1251 | Giddings 115 | SCENT | 1250 | 115
1252 | Glidden 115 | SCENT | 1251 | 115
1253 | Industry 115 | SCENT | 1252 | 115
1254 | La Grange 115 | SCENT | 1253 | 115
1255 | Ledbetter 115 | SCENT | 1254 | 115
1256 | Lexington 115 | SCENT | 1255 | 115
1257 | Lincoln 115 | SCENT | 1256 | 115
1258 | Muldoon 115 | SCENT | 1257 | 115
1259 | New Ulm 115 | SCENT | 1258 | 115
1260 | New Ulm 2 115 | SCENT | 1259 | 115
1261 | Rosanky 115 | SCENT | 1260 | 115
1262 | Round Top 115 | SCENT | 1261 | 115
1263 | Schulenburg 115 | SCENT | 1262 | 115
1264 | Smithville 115 | SCENT | 1263 | 115
1265 | Waelder 115 | SCENT | 1264 | 115
1266 | Weimar 115 | SCENT | 1265 | 115
1267 | West Point 115 | SCENT | 1266 | 115
1268 | Adrian 115 | NORTH | 1267 | 115
1269 | Adrian 2 115 | NORTH | 1268 | 115
1270 | Briscoe 115 | NORTH | 1269 | 115
1271 | Groom 115 | NORTH | 1270 | 115
1272 | Miami 115 | NORTH | 1271 | 115
1273 | Mobeetie 115 | NORTH | 1272 | 115
1274 | Panhandle 115 | NORTH | 1273 | 115
1275 | Shamrock 115 | NORTH | 1274 | 115
1276 | Wheeler 115 | NORTH | 1275 | 115
1277 | White Deer 115 | NORTH | 1276 | 115
1278 | Childress 115 | NORTH | 1277 | 115
1279 | Afton 115 | NORTH | 1278 | 115
1280 | Chillicothe 115 | NORTH | 1279 | 115
1281 | Clarendon 115 | NORTH | 1280 | 115
1282 | Crowell 115 | NORTH | 1281 | 115
1283 | Dickens 115 | NORTH | 1282 | 115
1284 | Dodson 115 | NORTH | 1283 | 115
1285 | Flomot 115 | NORTH | 1284 | 115
1286 | Floydada 115 | NORTH | 1285 | 115
1287 | Lakeview 115 | NORTH | 1286 | 115
1288 | Mcadoo 115 | NORTH | 1287 | 115
1289 | Matador 115 | NORTH | 1288 | 115
1290 | Memphis 115 | NORTH | 1289 | 115
1291 | Odell 115 | NORTH | 1290 | 115
1292 | Paducah 115 | NORTH | 1291 | 115
1293 | Quanah 115 | NORTH | 1292 | 115
1294 | Quitaque 115 | NORTH | 1293 | 115
1295 | Roaring Springs 115 | NORTH | 1294 | 115
1296 | Silverton 115 | NORTH | 1295 | 115
1297 | Tell 115 | NORTH | 1296 | 115
1298 | Turkey 115 | NORTH | 1297 | 115
1299 | Crosbyton 115 | NORTH | 1298 | 115
1300 | Lamesa 115 | FWEST | 1299 | 115
1301 | Lorenzo 115 | NORTH | 1300 | 115
1302 | Odonnell 115 | FWEST | 1301 | 115
1303 | Ralls 115 | NORTH | 1302 | 115
1304 | Spur 115 | NORTH | 1303 | 115
1305 | Welch 115 | FWEST | 1304 | 115
1306 | Anson 115 | WEST | 1305 | 115
1307 | Aspermont 115 | NORTH | 1306 | 115
1308 | Avoca 115 | WEST | 1307 | 115
1309 | Baird 115 | NCENT | 1308 | 115
1310 | Benjamin 115 | NORTH | 1309 | 115
1311 | Blackwell 115 | WEST | 1310 | 115
1312 | Buffalo Gap 115 | WEST | 1311 | 115
1313 | Clyde 115 | NCENT | 1312 | 115
1314 | Coahoma 115 | FWEST | 1313 | 115
1315 | Colorado City 115 | WEST | 1314 | 115
1316 | Fluvanna 115 | WEST | 1315 | 115
1317 | Girard 115 | NORTH | 1316 | 115
1318 | Goldsboro 115 | WEST | 1317 | 115
1319 | Hamlin 115 | WEST | 1318 | 115
1320 | Haskell 115 | NORTH | 1319 | 115
1321 | Hawley 115 | WEST | 1320 | 115
1322 | Hermleigh 115 | WEST | 1321 | 115
1323 | Ira 115 | WEST | 1322 | 115
1324 | Jayton 115 | NORTH | 1323 | 115
1325 | Knox City 115 | NORTH | 1324 | 115
1326 | Lawn 115 | WEST | 1325 | 115
1327 | Loraine 115 | WEST | 1326 | 115
1328 | Lueders 115 | WEST | 1327 | 115
1329 | Mc Caulley 115 | WEST | 1328 | 115
1330 | Maryneal 115 | WEST | 1329 | 115
1331 | Merkel 115 | WEST | 1330 | 115
1332 | Nolan 115 | WEST | 1331 | 115
1333 | Novice 115 | WEST | 1332 | 115
1334 | O Brien 115 | NORTH | 1333 | 115
1335 | Old Glory 115 | NORTH | 1334 | 115
1336 | Ovalo 115 | WEST | 1335 | 115
1337 | Roby 115 | WEST | 1336 | 115
1338 | Rochester 115 | NORTH | 1337 | 115
1339 | Roscoe 115 | WEST | 1338 | 115
1340 | Rotan 115 | WEST | 1339 | 115
1341 | Rule 115 | NORTH | 1340 | 115
1342 | Rule 2 115 | NORTH | 1341 | 115
1343 | Snyder 115 | WEST | 1342 | 115
1344 | Stamford 115 | WEST | 1343 | 115
1345 | Sweetwater 115 | WEST | 1344 | 115
1346 | Sylvester 115 | WEST | 1345 | 115
1347 | Trent 115 | WEST | 1346 | 115
1348 | Tuscola 115 | WEST | 1347 | 115
1349 | Tye 115 | WEST | 1348 | 115
1350 | Westbrook 115 | WEST | 1349 | 115
1351 | Wingate 115 | WEST | 1350 | 115
1352 | Winters 115 | WEST | 1351 | 115
1353 | Abilene 115 | WEST | 1352 | 115
1354 | Abilene 2 115 | WEST | 1353 | 115
1355 | Abilene 3 115 | WEST | 1354 | 115
1356 | Abilene 4 115 | WEST | 1355 | 115
1357 | Abilene 5 115 | WEST | 1356 | 115
1358 | Dyess Afb 115 | WEST | 1357 | 115
1359 | Midland 115 | FWEST | 1358 | 115
1360 | Midland 2 115 | FWEST | 1359 | 115
1361 | Midland 3 115 | FWEST | 1360 | 115
1362 | Midland 4 115 | FWEST | 1361 | 115
1363 | Midland 5 115 | FWEST | 1362 | 115
1364 | Ackerly 115 | FWEST | 1363 | 115
1365 | Andrews 115 | FWEST | 1364 | 115
1366 | Balmorhea 115 | FWEST | 1365 | 115
1367 | Balmorhea 2 115 | FWEST | 1366 | 115
1368 | Big Spring 115 | FWEST | 1367 | 115
1369 | Big Spring 2 115 | FWEST | 1368 | 115
1370 | Crane 115 | FWEST | 1369 | 115
1371 | Crane 2 115 | FWEST | 1370 | 115
1372 | Fort Davis 115 | FWEST | 1371 | 115
1373 | Fort Stockton 115 | FWEST | 1372 | 115
1374 | Gail 115 | FWEST | 1373 | 115
1375 | Garden City 115 | FWEST | 1374 | 115
1376 | Goldsmith 115 | FWEST | 1375 | 115
1377 | Goldsmith 2 115 | FWEST | 1376 | 115
1378 | Goldsmith 3 115 | FWEST | 1377 | 115
1379 | Goldsmith 4 115 | FWEST | 1378 | 115
1380 | Kermit 115 | FWEST | 1379 | 115
1381 | Knott 115 | FWEST | 1380 | 115
1382 | Lenorah 115 | FWEST | 1381 | 115
1383 | Mc Camey 115 | FWEST | 1382 | 115
1384 | Mc Camey 2 115 | FWEST | 1383 | 115
1385 | Midkiff 115 | FWEST | 1384 | 115
1386 | Monahans 115 | FWEST | 1385 | 115
1387 | Gardendale 115 | FWEST | 1386 | 115
1388 | Gardendale 2 115 | FWEST | 1387 | 115
1389 | Odessa 115 | FWEST | 1388 | 115
1390 | Odessa 2 115 | FWEST | 1389 | 115
1391 | Odessa 3 115 | FWEST | 1390 | 115
1392 | Odessa 4 115 | FWEST | 1391 | 115
1393 | Odessa 5 115 | FWEST | 1392 | 115
1394 | Odessa 6 115 | FWEST | 1393 | 115
1395 | Odessa 7 115 | FWEST | 1394 | 115
1396 | Pecos 115 | FWEST | 1395 | 115
1397 | Pecos 2 115 | FWEST | 1396 | 115
1398 | Pecos 3 115 | FWEST | 1397 | 115
1399 | Pecos 4 115 | FWEST | 1398 | 115
1400 | Pecos 5 115 | FWEST | 1399 | 115
1401 | Stanton 115 | FWEST | 1400 | 115
1402 | Tarzan 115 | FWEST | 1401 | 115
1403 | Tarzan 2 115 | FWEST | 1402 | 115
1404 | Tarzan 3 115 | FWEST | 1403 | 115
1405 | Tarzan 4 115 | FWEST | 1404 | 115
1406 | Alpine 115 | FWEST | 1405 | 115
1407 | Alpine 2 115 | FWEST | 1406 | 115
1408 | Alpine 3 115 | FWEST | 1407 | 115
1409 | Fort Hancock 115 | FWEST | 1408 | 115
1410 | Marfa 115 | FWEST | 1409 | 115
1411 | Presidio 115 | FWEST | 1410 | 115
1412 | Presidio 2 115 | FWEST | 1411 | 115
1413 | Salt Flat 115 | FWEST | 1412 | 115
1414 | Salt Flat 2 115 | FWEST | 1413 | 115
1415 | Terlingua 115 | FWEST | 1414 | 115
1416 | Valentine 115 | FWEST | 1415 | 115
1417 | Valentine 2 115 | FWEST | 1416 | 115
1418 | El Paso 115 | FWEST | 1417 | 115
1419 | Pasadena 4 115 | COAST | 1418 | 115
1420 | Big Spring 3 115 | FWEST | 1419 | 115
1421 | Feeeport 115 | COAST | 1420 | 115
1422 | Bryan 5 115 | EAST | 1421 | 115
1423 | Corpus Christi 11 115 | SOUTH | 1422 | 115
1424 | Big Spring 4 115 | FWEST | 1423 | 115
1425 | Baytown 4 115 | COAST | 1424 | 115
1426 | Mccamey 115 | FWEST | 1425 | 115
1427 | Lewisville 3 115 | NCENT | 1426 | 115
1428 | Gonzales 2 115 | SCENT | 1427 | 115
1429 | Canyon Lake 2 115 | SCENT | 1428 | 115
1430 | Mcqueeney 115 | SCENT | 1429 | 115
1431 | Del Rio 2 115 | WEST | 1430 | 115
1432 | Falcon Heights 115 | SOUTH | 1431 | 115
1433 | Austin 29 115 | SCENT | 1432 | 115
1434 | Buchanan Dam 2 115 | WEST | 1433 | 115
1435 | Marble Falls 2 115 | SCENT | 1434 | 115
1436 | Bastrop 2 115 | SCENT | 1435 | 115
1437 | Winchester 115 | SCENT | 1436 | 115
1438 | Iraan 115 | FWEST | 1437 | 115
1439 | Odessa 8 115 | FWEST | 1438 | 115
1440 | Girvin 115 | FWEST | 1439 | 115
1441 | Sarita 115 | SOUTH | 1440 | 115
1442 | Jacksboro 2 115 | NCENT | 1441 | 115
1443 | Sarita 2 115 | SOUTH | 1442 | 115
1444 | Santa Rosa 3 115 | SOUTH | 1443 | 115
1445 | Fluvanna 2 115 | WEST | 1444 | 115
1446 | Cuero 2 115 | SCENT | 1445 | 115
1447 | Texas City 2 115 | COAST | 1446 | 115
1448 | Pearsall 2 115 | SOUTH | 1447 | 115
1449 | Cushing 2 115 | EAST | 1448 | 115
1450 | Anderson 2 115 | EAST | 1449 | 115
1451 | Trent 2 115 | WEST | 1450 | 115
1452 | Clifton 2 115 | NCENT | 1451 | 115
1453 | Seadrift 2 115 | SOUTH | 1452 | 115
1454 | Merkel 2 115 | WEST | 1453 | 115
1455 | Wadsworth 2 115 | COAST | 1454 | 115
1456 | Point Comfort 115 | COAST | 1455 | 115
1457 | Denison 3 115 | NORTH | 1456 | 115
1458 | Sterling City 3 115 | WEST | 1457 | 115
1459 | Bruni 2 115 | SOUTH | 1458 | 115
1460 | Cedar Creek 2 115 | SCENT | 1459 | 115
1461 | Iraan 2 115 | FWEST | 1460 | 115
1462 | Snyder 2 115 | WEST | 1461 | 115
1463 | Lenorah 2 115 | FWEST | 1462 | 115
1464 | Mcadoo 2 115 | NORTH | 1463 | 115
1465 | Blackwell 2 115 | WEST | 1464 | 115
1466 | Goldthwaite 2 115 | NCENT | 1465 | 115
1467 | Miami 2 115 | NORTH | 1466 | 115
1468 | Eagle Pass 3 115 | SOUTH | 1467 | 115
1469 | Paris 3 115 | NORTH | 1468 | 115
1470 | Abilene 6 115 | WEST | 1469 | 115
1471 | Floydada 2 115 | NORTH | 1470 | 115
1472 | Dublin 2 115 | NCENT | 1471 | 115
1473 | Olney 2 115 | NCENT | 1472 | 115
1474 | Monahans 2 115 | FWEST | 1473 | 115
1475 | Trinidad 3 115 | EAST | 1474 | 115
1476 | Glen Rose 2 115 | NCENT | 1475 | 115
1477 | Midkiff 2 115 | FWEST | 1476 | 115
1478 | Lufkin 3 115 | EAST | 1477 | 115
1479 | Big Springs 115 | FWEST | 1478 | 115
1480 | Roscoe 2 115 | WEST | 1479 | 115
1481 | Taft 2 115 | SOUTH | 1480 | 115
1482 | San Perlita 115 | SOUTH | 1481 | 115
1483 | Brackettville 2 115 | WEST | 1482 | 115
1484 | Panhandle 2 115 | NORTH | 1483 | 115
1485 | O'Donnell 115 | FWEST | 1484 | 115
1486 | Goldsmith 5 115 | FWEST | 1485 | 115
1487 | Alvin 2 115 | COAST | 1486 | 115
1488 | Christoval 2 115 | WEST | 1487 | 115
1489 | Panhandle 3 115 | NORTH | 1488 | 115
1490 | San Antonio 38 115 | SCENT | 1489 | 115
1491 | Brackettville 3 115 | WEST | 1490 | 115
1492 | Manor 2 115 | SCENT | 1491 | 115
1493 | Rockdale 2 115 | SCENT | 1492 | 115
1494 | Hereford 115 | NORTH | 1493 | 115
1495 | Adrian 3 115 | NORTH | 1494 | 115
1496 | Somerset 2 115 | SCENT | 1495 | 115
1497 | Round Rock 3 115 | SCENT | 1496 | 115
1498 | Jayton 2 115 | WEST | 1497 | 115
1499 | Muenster 3 115 | NORTH | 1498 | 115
1500 | Vernon 2 115 | NORTH | 1499 | 115
1501 | Presidio 3 115 | FWEST | 1500 | 115
1502 | Pasadena 4 G0 | COAST | 1418 | 13.8
1503 | Pasadena 4 G1 | COAST | 1418 | 13.8
1504 | Pasadena 4 G2 | COAST | 1418 | 13.8
1505 | Pasadena 4 G3 | COAST | 1418 | 13.8
1506 | Pasadena 4 G4 | COAST | 1418 | 13.8
1507 | Pasadena 4 G5 | COAST | 1418 | 13.8
1508 | Pasadena 4 G6 | COAST | 1418 | 13.8
1509 | Big Spring 3 G0 | FWEST | 1419 | 13.8
1510 | Feeeport G0 | COAST | 1420 | 13.8
1511 | Feeeport G1 | COAST | 1420 | 13.8
1512 | Feeeport G2 | COAST | 1420 | 13.8
1513 | Feeeport G3 | COAST | 1420 | 13.8
1514 | Bryan 5 G0 | EAST | 1421 | 13.8
1515 | Bryan 5 G1 | EAST | 1421 | 13.8
1516 | Bryan 5 G2 | EAST | 1421 | 13.8
1517 | Corpus Christi 11 G0 | SOUTH | 1422 | 13.8
1518 | Corpus Christi 11 G1 | SOUTH | 1422 | 13.8
1519 | Corpus Christi 11 G2 | SOUTH | 1422 | 13.8
1520 | Corpus Christi 11 G3 | SOUTH | 1422 | 13.8
1521 | Big Spring 4 G0 | FWEST | 1423 | 13.8
1522 | Big Spring 4 G1 | FWEST | 1423 | 13.8
1523 | Big Spring 4 G2 | FWEST | 1423 | 13.8
1524 | Big Spring 4 G3 | FWEST | 1423 | 13.8
1525 | Baytown 4 G0 | COAST | 1424 | 13.8
1526 | Baytown 4 G1 | COAST | 1424 | 13.8
1527 | Baytown 4 G2 | COAST | 1424 | 13.8
1528 | Baytown 4 G3 | COAST | 1424 | 13.8
1529 | Baytown 4 G4 | COAST | 1424 | 13.8
1530 | Mccamey G0 | FWEST | 1425 | 13.8
1531 | Mccamey G1 | FWEST | 1425 | 13.8
1532 | Lewisville 3 G0 | NCENT | 1426 | 13.8
1533 | Gonzales 2 G0 | SCENT | 1427 | 13.8
1534 | Gonzales 2 G1 | SCENT | 1427 | 13.8
1535 | Gonzales 2 G2 | SCENT | 1427 | 13.8
1536 | Canyon Lake 2 G0 | SCENT | 1428 | 13.8
1537 | Mcqueeney G0 | SCENT | 1429 | 13.8
1538 | Mcqueeney G1 | SCENT | 1429 | 13.8
1539 | Mcqueeney G2 | SCENT | 1429 | 13.8
1540 | Mcqueeney G3 | SCENT | 1429 | 13.8
1541 | Del Rio 2 G0 | WEST | 1430 | 13.8
1542 | Falcon Heights G0 | SOUTH | 1431 | 13.8
1543 | Austin 29 G0 | SCENT | 1432 | 13.8
1544 | Austin 29 G1 | SCENT | 1432 | 13.8
1545 | Buchanan Dam 2 G0 | WEST | 1433 | 13.8
1546 | Buchanan Dam 2 G1 | WEST | 1433 | 13.8
1547 | Marble Falls 2 G0 | SCENT | 1434 | 13.8
1548 | Marble Falls 2 G1 | SCENT | 1434 | 13.8
1549 | Bastrop 2 G0 | SCENT | 1435 | 13.8
1550 | Bastrop 2 G1 | SCENT | 1435 | 13.8
1551 | Winchester G0 | SCENT | 1436 | 13.8
1552 | Iraan 1 G0 | FWEST | 1437 | 13.8
1553 | Iraan 1 G1 | FWEST | 1437 | 13.8
1554 | Odessa 8 G0 | FWEST | 1438 | 13.8
1555 | Odessa 8 G1 | FWEST | 1438 | 13.8
1556 | Girvin G0 | FWEST | 1439 | 13.8
1557 | Girvin G1 | FWEST | 1439 | 13.8
1558 | Girvin G2 | FWEST | 1439 | 13.8
1559 | Girvin G3 | FWEST | 1439 | 13.8
1560 | Sarita 1 G0 | SOUTH | 1440 | 13.8
1561 | Sarita 1 G1 | SOUTH | 1440 | 13.8
1562 | Sarita 1 G2 | SOUTH | 1440 | 13.8
1563 | Jacksboro 2 G0 | NCENT | 1441 | 13.8
1564 | Jacksboro 2 G1 | NCENT | 1441 | 13.8
1565 | Sarita 2 G0 | SOUTH | 1442 | 13.8
1566 | Santa Rosa 3 G0 | SOUTH | 1443 | 13.8
1567 | Fluvanna 2 G0 | WEST | 1444 | 13.8
1568 | Fluvanna 2 G1 | WEST | 1444 | 13.8
1569 | Cuero 2 G0 | SCENT | 1445 | 13.8
1570 | Texas City 2 G0 | COAST | 1446 | 13.8
1571 | Texas City 2 G1 | COAST | 1446 | 13.8
1572 | Texas City 2 G2 | COAST | 1446 | 13.8
1573 | Texas City 2 G3 | COAST | 1446 | 13.8
1574 | Pearsall 2 G0 | SOUTH | 1447 | 13.8
1575 | Cushing 2 G0 | EAST | 1448 | 13.8
1576 | Anderson 2 G0 | EAST | 1449 | 13.8
1577 | Trent 2 G0 | WEST | 1450 | 13.8
1578 | Trent 2 G1 | WEST | 1450 | 13.8
1579 | Trent 2 G2 | WEST | 1450 | 13.8
1580 | Trent 2 G3 | WEST | 1450 | 13.8
1581 | Trent 2 G4 | WEST | 1450 | 13.8
1582 | Trent 2 G5 | WEST | 1450 | 13.8
1583 | Trent 2 G6 | WEST | 1450 | 13.8
1584 | Clifton 2 G0 | NCENT | 1451 | 13.8
1585 | Seadrift 2 G0 | SOUTH | 1452 | 13.8
1586 | Seadrift 2 G1 | SOUTH | 1452 | 13.8
1587 | Seadrift 2 G2 | SOUTH | 1452 | 13.8
1588 | Merkel 2 G0 | WEST | 1453 | 13.8
1589 | Merkel 2 G1 | WEST | 1453 | 13.8
1590 | Merkel 2 G2 | WEST | 1453 | 13.8
1591 | Merkel 2 G3 | WEST | 1453 | 13.8
1592 | Merkel 2 G4 | WEST | 1453 | 13.8
1593 | Wadsworth 2 G0 | COAST | 1454 | 13.8
1594 | Point Comfort G0 | COAST | 1455 | 13.8
1595 | Denison 3 G0 | NORTH | 1456 | 13.8
1596 | Sterling City 3 G0 | WEST | 1457 | 13.8
1597 | Sterling City 3 G1 | WEST | 1457 | 13.8
1598 | Bruni 2 G0 | SOUTH | 1458 | 13.8
1599 | Bruni 2 G1 | SOUTH | 1458 | 13.8
1600 | Cedar Creek 2 G0 | SCENT | 1459 | 13.8
1601 | Iraan 2 G0 | FWEST | 1460 | 13.8
1602 | Snyder 2 G0 | WEST | 1461 | 13.8
1603 | Snyder 2 G1 | WEST | 1461 | 13.8
1604 | Snyder 2 G2 | WEST | 1461 | 13.8
1605 | Snyder 2 G3 | WEST | 1461 | 13.8
1606 | Lenorah 2 G0 | FWEST | 1462 | 13.8
1607 | Mcadoo 2 G0 | NORTH | 1463 | 13.8
1608 | Blackwell 2 G0 | WEST | 1464 | 13.8
1609 | Goldthwaite 2 G0 | NCENT | 1465 | 13.8
1610 | Miami 2 G0 | NORTH | 1466 | 13.8
1611 | Eagle Pass 3 G0 | SOUTH | 1467 | 13.8
1612 | Paris 3 G0 | NORTH | 1468 | 13.8
1613 | Abilene 6 G0 | WEST | 1469 | 13.8
1614 | Abilene 6 G1 | WEST | 1469 | 13.8
1615 | Abilene 6 G2 | WEST | 1469 | 13.8
1616 | Floydada 2 G0 | NORTH | 1470 | 13.8
1617 | Dublin 2 G0 | NCENT | 1471 | 13.8
1618 | Olney 2 G0 | NCENT | 1472 | 13.8
1619 | Olney 2 G1 | NCENT | 1472 | 13.8
1620 | Olney 2 G2 | NCENT | 1472 | 13.8
1621 | Monahans 2 G0 | FWEST | 1473 | 13.8
1622 | Trinidad 3 G0 | EAST | 1474 | 13.8
1623 | Midkiff 2 G0 | FWEST | 1476 | 13.8
1624 | Lufkin 3 G0 | EAST | 1477 | 13.8
1625 | Big Springs G0 | FWEST | 1478 | 13.8
1626 | Big Springs G1 | FWEST | 1478 | 13.8
1627 | Big Springs G2 | FWEST | 1478 | 13.8
1628 | Big Springs G3 | FWEST | 1478 | 13.8
1629 | Roscoe 2 G0 | WEST | 1479 | 13.8
1630 | Roscoe 2 G1 | WEST | 1479 | 13.8
1631 | Roscoe 2 G2 | WEST | 1479 | 13.8
1632 | Roscoe 2 G3 | WEST | 1479 | 13.8
1633 | Taft 2 G0 | SOUTH | 1480 | 13.8
1634 | Taft 2 G1 | SOUTH | 1480 | 13.8
1635 | Taft 2 G2 | SOUTH | 1480 | 13.8
1636 | San Perlita G0 | SOUTH | 1481 | 13.8
1637 | San Perlita G1 | SOUTH | 1481 | 13.8
1638 | San Perlita G2 | SOUTH | 1481 | 13.8
1639 | Brackettville 2 G0 | WEST | 1482 | 13.8
1640 | Panhandle 2 G0 | NORTH | 1483 | 13.8
1641 | O'Donnell G0 | FWEST | 1484 | 13.8
1642 | O'Donnell G1 | FWEST | 1484 | 13.8
1643 | Goldsmith 5 G0 | FWEST | 1485 | 13.8
1644 | Alvin 2 G0 | COAST | 1486 | 13.8
1645 | Christoval 2 G0 | WEST | 1487 | 13.8
1646 | Panhandle 3 G0 | NORTH | 1488 | 13.8
1647 | Panhandle 3 G1 | NORTH | 1488 | 13.8
1648 | San Antonio 38 G0 | SCENT | 1489 | 13.8
1649 | San Antonio 38 G1 | SCENT | 1489 | 13.8
1650 | San Antonio 38 G2 | SCENT | 1489 | 13.8
1651 | San Antonio 38 G3 | SCENT | 1489 | 13.8
1652 | San Antonio 38 G4 | SCENT | 1489 | 13.8
1653 | San Antonio 38 G5 | SCENT | 1489 | 13.8
1654 | Brackettville 3 G0 | WEST | 1490 | 13.8
1655 | Manor 2 G0 | SCENT | 1491 | 13.8
1656 | Rockdale 2 G0 | SCENT | 1492 | 13.8
1657 | Hereford G0 | NORTH | 1493 | 13.8
1658 | Adrian 3 G0 | NORTH | 1494 | 13.8
1659 | Somerset 2 G0 | SCENT | 1495 | 13.8
1660 | Round Rock 3 G0 | SCENT | 1496 | 13.8
1661 | Jayton 2 G0 | WEST | 1497 | 13.8
1662 | Muenster 3 G0 | NORTH | 1498 | 13.8
1663 | Vernon 2 G0 | NORTH | 1499 | 13.8
1664 | Presidio 3 G0 | FWEST | 1500 | 13.8
1665 | Denison 1 G0 | NORTH | 9 | 13.8
1666 | Grand Prairie 2 G0 | NCENT | 26 | 13.8
1667 | Plano 5 G0 | NCENT | 47 | 13.8
1668 | Plano 5 G1 | NCENT | 47 | 13.8
1669 | Plano 5 G2 | NCENT | 47 | 13.8
1670 | Plano 5 G3 | NCENT | 47 | 13.8
1671 | Plano 5 G4 | NCENT | 47 | 13.8
1672 | Dallas 10 G0 | NCENT | 106 | 13.8
1673 | Dallas 10 G1 | NCENT | 106 | 13.8
1674 | Dallas 10 G2 | NCENT | 106 | 13.8
1675 | Blue Ridge G0 | NCENT | 131 | 13.8
1676 | Cooper G0 | NCENT | 135 | 13.8
1677 | Mount Enterprise G0 | EAST | 192 | 13.8
1678 | Tyler 8 G0 | EAST | 203 | 13.8
1679 | Chandler 2 G0 | EAST | 212 | 13.8
1680 | Centerville G0 | EAST | 236 | 13.8
1681 | Kennard 1 G0 | EAST | 243 | 13.8
1682 | Kennard 2 G0 | EAST | 244 | 13.8
1683 | Tennessee Colony G0 | EAST | 254 | 13.8
1684 | Alto G0 | EAST | 258 | 13.8
1685 | Kennedale 2 G0 | NCENT | 305 | 13.8
1686 | Weatherford 4 G0 | NCENT | 320 | 13.8
1687 | Fort Worth 10 G0 | NCENT | 333 | 13.8
1688 | Fort Worth 16 G0 | NCENT | 339 | 13.8
1689 | Fort Worth 16 G1 | NCENT | 339 | 13.8
1690 | Electra G0 | NORTH | 388 | 13.8
1691 | Electra G1 | NORTH | 388 | 13.8
1692 | Electra G2 | NORTH | 388 | 13.8
1693 | Electra G3 | NORTH | 388 | 13.8
1694 | De Leon G0 | NCENT | 420 | 13.8
1695 | Gordon G0 | NCENT | 427 | 13.8
1696 | Throckmorton G0 | NCENT | 446 | 13.8
1697 | Throckmorton G1 | NCENT | 446 | 13.8
1698 | Copperas Cove 2 G0 | SCENT | 462 | 13.8
1699 | Eddy G0 | NCENT | 463 | 13.8
1700 | Troy 2 G0 | NCENT | 494 | 13.8
1701 | Covington G0 | NCENT | 509 | 13.8
1702 | Dawson G0 | NCENT | 512 | 13.8
1703 | Reagan G0 | NCENT | 539 | 13.8
1704 | Art G0 | WEST | 557 | 13.8
1705 | Castell G0 | WEST | 564 | 13.8
1706 | Carlsbad G0 | WEST | 610 | 13.8
1707 | Houston 24 G0 | COAST | 649 | 13.8
1708 | Houston 34 G0 | COAST | 660 | 13.8
1709 | Houston 37 G0 | COAST | 664 | 13.8
1710 | Porter G0 | COAST | 698 | 13.8
1711 | Porter G1 | COAST | 698 | 13.8
1712 | Conroe 7 G0 | COAST | 708 | 13.8
1713 | East Bernard 1 G0 | COAST | 729 | 13.8
1714 | East Bernard 1 G1 | COAST | 729 | 13.8
1715 | East Bernard 1 G2 | COAST | 729 | 13.8
1716 | Stafford G0 | COAST | 764 | 13.8
1717 | Stafford G1 | COAST | 764 | 13.8
1718 | Stafford G2 | COAST | 764 | 13.8
1719 | Stafford G3 | COAST | 764 | 13.8
1720 | Stafford G4 | COAST | 764 | 13.8
1721 | Wallis G0 | COAST | 771 | 13.8
1722 | Wallis G1 | COAST | 771 | 13.8
1723 | Deer Park G0 | COAST | 778 | 13.8
1724 | Baytown 3 G0 | COAST | 787 | 13.8
1725 | Pearland 2 G0 | COAST | 814 | 13.8
1726 | Pearland 2 G1 | COAST | 814 | 13.8
1727 | Madisonville G0 | EAST | 841 | 13.8
1728 | Richards 2 G0 | EAST | 848 | 13.8
1729 | Richards 2 G1 | EAST | 848 | 13.8
1730 | Meyersville G0 | SCENT | 869 | 13.8
1731 | Shiner 1 G0 | SCENT | 877 | 13.8
1732 | Shiner 2 G0 | SCENT | 878 | 13.8
1733 | Westhoff G0 | SCENT | 883 | 13.8
1734 | Westhoff G1 | SCENT | 883 | 13.8
1735 | Calliham G0 | SOUTH | 891 | 13.8
1736 | Campbellton G0 | SOUTH | 892 | 13.8
1737 | Dilley 1 G0 | SOUTH | 901 | 13.8
1738 | Zapata G0 | SOUTH | 939 | 13.8
1739 | New Braunfels 1 G0 | SCENT | 958 | 13.8
1740 | Canyon Lake 1 G0 | SCENT | 960 | 13.8
1741 | Canyon Lake 1 G1 | SCENT | 960 | 13.8
1742 | San Antonio 14 G0 | SCENT | 991 | 13.8
1743 | San Antonio 29 G0 | SCENT | 1006 | 13.8
1744 | San Antonio 30 G0 | SCENT | 1007 | 13.8
1745 | Agua Dulce G0 | SOUTH | 1015 | 13.8
1746 | Bayside 1 G0 | SOUTH | 1021 | 13.8
1747 | Bayside 3 G0 | SOUTH | 1023 | 13.8
1748 | Mirando City G0 | SOUTH | 1038 | 13.8
1749 | Robstown G0 | SOUTH | 1048 | 13.8
1750 | Rockport G0 | SOUTH | 1049 | 13.8
1751 | Mission 3 G0 | SOUTH | 1102 | 13.8
1752 | Raymondville G0 | SOUTH | 1108 | 13.8
1753 | San Juan G0 | SOUTH | 1115 | 13.8
1754 | Dale G0 | SCENT | 1135 | 13.8
1755 | Dale G1 | SCENT | 1135 | 13.8
1756 | Dale G2 | SCENT | 1135 | 13.8
1757 | Elgin G0 | SCENT | 1140 | 13.8
1758 | Fischer G0 | SCENT | 1142 | 13.8
1759 | Fischer G1 | SCENT | 1142 | 13.8
1760 | Manor 1 G0 | SCENT | 1164 | 13.8
1761 | Manor 1 G1 | SCENT | 1164 | 13.8
1762 | Austin 17 G0 | SCENT | 1198 | 13.8
1763 | Austin 22 G0 | SCENT | 1203 | 13.8
1764 | Austin 26 G0 | SCENT | 1207 | 13.8
1765 | Carrizo Springs 1 G0 | SOUTH | 1218 | 13.8
1766 | Carrizo Springs 1 G1 | SOUTH | 1218 | 13.8
1767 | Carrizo Springs 1 G2 | SOUTH | 1218 | 13.8
1768 | Wheeler G0 | NORTH | 1275 | 13.8
1769 | Wheeler G1 | NORTH | 1275 | 13.8
1770 | Floydada 1 G0 | NORTH | 1285 | 13.8
1771 | Odonnell G0 | FWEST | 1301 | 13.8
1772 | Clyde G0 | NCENT | 1312 | 13.8
1773 | Knox City G0 | NORTH | 1324 | 13.8
1774 | Knox City G1 | NORTH | 1324 | 13.8
1775 | O Brien G0 | NORTH | 1333 | 13.8
1776 | Old Glory G0 | NORTH | 1334 | 13.8
1777 | Abilene 5 G0 | WEST | 1356 | 13.8
1778 | Abilene 5 G1 | WEST | 1356 | 13.8
1779 | Abilene 5 G2 | WEST | 1356 | 13.8
1780 | Crane 1 G0 | FWEST | 1369 | 13.8
1781 | Pecos 1 G0 | FWEST | 1395 | 13.8
1782 | Pecos 1 G1 | FWEST | 1395 | 13.8
1783 | Denison 1 345 | NORTH | 9 | 345
1784 | Grand Prairie 2 345 | NCENT | 26 | 345
1785 | Plano 5 345 | NCENT | 47 | 345
1786 | Dallas 10 345 | NCENT | 106 | 345
1787 | Blue Ridge 345 | NCENT | 131 | 345
1788 | Cooper 345 | NCENT | 135 | 345
1789 | Mount Enterprise 345 | EAST | 192 | 345
1790 | Tyler 8 345 | EAST | 203 | 345
1791 | Centerville 345 | EAST | 236 | 345
1792 | Kennard 1 345 | EAST | 243 | 345
1793 | Kennard 2 345 | EAST | 244 | 345
1794 | Tennessee Colony 345 | EAST | 254 | 345
1795 | Alto 345 | EAST | 258 | 345
1796 | Kennedale 2 345 | NCENT | 305 | 345
1797 | Weatherford 4 345 | NCENT | 320 | 345
1798 | Fort Worth 10 345 | NCENT | 333 | 345
1799 | Fort Worth 16 345 | NCENT | 339 | 345
1800 | Electra 345 | NORTH | 388 | 345
1801 | Gordon 345 | NCENT | 427 | 345
1802 | Throckmorton 345 | NCENT | 446 | 345
1803 | Covington 345 | NCENT | 509 | 345
1804 | Dawson 345 | NCENT | 512 | 345
1805 | Reagan 345 | NCENT | 539 | 345
1806 | Art 345 | WEST | 557 | 345
1807 | Castell 345 | WEST | 564 | 345
1808 | Carlsbad 345 | WEST | 610 | 345
1809 | Houston 24 345 | COAST | 649 | 345
1810 | Houston 37 345 | COAST | 664 | 345
1811 | Porter 345 | COAST | 698 | 345
1812 | East Bernard 1 345 | COAST | 729 | 345
1813 | Stafford 345 | COAST | 764 | 345
1814 | Wallis 345 | COAST | 771 | 345
1815 | Deer Park 345 | COAST | 778 | 345
1816 | Baytown 3 345 | COAST | 787 | 345
1817 | Madisonville 345 | EAST | 841 | 345
1818 | Richards 2 345 | EAST | 848 | 345
1819 | Meyersville 345 | SCENT | 869 | 345
1820 | Shiner 2 345 | SCENT | 878 | 345
1821 | Westhoff 345 | SCENT | 883 | 345
1822 | Calliham 345 | SOUTH | 891 | 345
1823 | Campbellton 345 | SOUTH | 892 | 345
1824 | Dilley 1 345 | SOUTH | 901 | 345
1825 | Canyon Lake 1 345 | SCENT | 960 | 345
1826 | San Antonio 14 345 | SCENT | 991 | 345
1827 | San Antonio 29 345 | SCENT | 1006 | 345
1828 | Agua Dulce 345 | SOUTH | 1015 | 345
1829 | Bayside 1 345 | SOUTH | 1021 | 345
1830 | Bayside 3 345 | SOUTH | 1023 | 345
1831 | Robstown 345 | SOUTH | 1048 | 345
1832 | Rockport 345 | SOUTH | 1049 | 345
1833 | Mission 3 345 | SOUTH | 1102 | 345
1834 | Raymondville 345 | SOUTH | 1108 | 345
1835 | San Juan 345 | SOUTH | 1115 | 345
1836 | Dale 345 | SCENT | 1135 | 345
1837 | Fischer 345 | SCENT | 1142 | 345
1838 | Manor 1 345 | SCENT | 1164 | 345
1839 | Austin 17 345 | SCENT | 1198 | 345
1840 | Austin 22 345 | SCENT | 1203 | 345
1841 | Wheeler 345 | NORTH | 1275 | 345
1842 | Floydada 1 345 | NORTH | 1285 | 345
1843 | Odonnell 345 | FWEST | 1301 | 345
1844 | Clyde 345 | NCENT | 1312 | 345
1845 | Knox City 345 | NORTH | 1324 | 345
1846 | O Brien 345 | NORTH | 1333 | 345
1847 | Abilene 5 345 | WEST | 1356 | 345
1848 | Crane 1 345 | FWEST | 1369 | 345
1849 | Pasadena 4 345 | COAST | 1418 | 345
1850 | Feeeport 345 | COAST | 1420 | 345
1851 | Bryan 5 345 | EAST | 1421 | 345
1852 | Corpus Christi 11 345 | SOUTH | 1422 | 345
1853 | Big Spring 4 345 | FWEST | 1423 | 345
1854 | Baytown 4 345 | COAST | 1424 | 345
1855 | Mccamey 345 | FWEST | 1425 | 345
1856 | Bastrop 2 345 | SCENT | 1435 | 345
1857 | Odessa 8 345 | FWEST | 1438 | 345
1858 | Girvin 345 | FWEST | 1439 | 345
1859 | Sarita 1 345 | SOUTH | 1440 | 345
1860 | Jacksboro 2 345 | NCENT | 1441 | 345
1861 | Texas City 2 345 | COAST | 1446 | 345
1862 | Pearsall 2 345 | SOUTH | 1447 | 345
1863 | Anderson 2 345 | EAST | 1449 | 345
1864 | Trent 2 345 | WEST | 1450 | 345
1865 | Merkel 2 345 | WEST | 1453 | 345
1866 | Wadsworth 2 345 | COAST | 1454 | 345
1867 | Sterling City 3 345 | WEST | 1457 | 345
1868 | Cedar Creek 2 345 | SCENT | 1459 | 345
1869 | Snyder 2 345 | WEST | 1461 | 345
1870 | Miami 2 345 | NORTH | 1466 | 345
1871 | Abilene 6 345 | WEST | 1469 | 345
1872 | Olney 2 345 | NCENT | 1472 | 345
1873 | Monahans 2 345 | FWEST | 1473 | 345
1874 | Glen Rose 2 345 | NCENT | 1475 | 345
1875 | Big Springs 345 | FWEST | 1478 | 345
1876 | Roscoe 2 345 | WEST | 1479 | 345
1877 | Taft 2 345 | SOUTH | 1480 | 345
1878 | San Perlita 345 | SOUTH | 1481 | 345
1879 | O'Donnell 345 | FWEST | 1484 | 345
1880 | Panhandle 3 345 | NORTH | 1488 | 345
1881 | Rockdale 2 345 | SCENT | 1492 | 345
1882 | Lytle 345 | SOUTH | 920 | 345
1883 | Eden 345 | WEST | 568 | 345
1884 | Victoria 1 345 | COAST | 852 | 345
1885 | Plano 2 345 | NCENT | 13 | 345
1886 | Mcallen 1 345 | SOUTH | 1068 | 345
1887 | Conroe 7 345 | COAST | 708 | 345
1888 | Brownsville 2 345 | SOUTH | 1073 | 345
1889 | Montgomery 2 345 | COAST | 694 | 345
1890 | Dallas 3 345 | NCENT | 99 | 345
1891 | Houston 12 345 | COAST | 637 | 345
1892 | San Angelo 3 345 | WEST | 604 | 345
1893 | Austin 27 345 | SCENT | 1208 | 345
1894 | Alpine 2 345 | FWEST | 1406 | 345
1895 | Rowlett 1 345 | NCENT | 24 | 345
1896 | Lufkin 2 345 | EAST | 257 | 345
1897 | Houston 46 345 | COAST | 673 | 345
1898 | Katy 2 345 | COAST | 742 | 345
1899 | San Antonio 11 345 | SCENT | 988 | 345
1900 | North Richland Hills 1 345 | NCENT | 289 | 345
1901 | Alice 1 345 | SOUTH | 1016 | 345
1902 | San Antonio 33 345 | SCENT | 1010 | 345
1903 | Houston 20 345 | COAST | 645 | 345
1904 | Bryan 1 345 | EAST | 823 | 345
1905 | Weatherford 3 345 | NCENT | 319 | 345
1906 | Brownsville 1 345 | SOUTH | 1072 | 345
1907 | Frost 345 | NCENT | 514 | 345
1908 | Corpus Christi 10 345 | SOUTH | 1067 | 345
1909 | Austin 21 345 | SCENT | 1202 | 345
1910 | Blum 345 | NCENT | 500 | 345
1911 | Houston 48 345 | COAST | 676 | 345
1912 | Eastland 345 | NCENT | 423 | 345
1913 | Spring 3 345 | COAST | 705 | 345
1914 | Santo 345 | NCENT | 441 | 345
1915 | Houston 45 345 | COAST | 672 | 345
1916 | Euless 345 | NCENT | 276 | 345
1917 | Briscoe 345 | NORTH | 1269 | 345
1918 | Sullivan City 345 | SOUTH | 1095 | 345
1919 | Spring 4 345 | COAST | 706 | 345
1920 | Mckinney 1 345 | NCENT | 34 | 345
1921 | Allen 1 345 | NCENT | 2 | 345
1922 | Donna 345 | SOUTH | 1077 | 345
1923 | San Benito 345 | SOUTH | 1113 | 345
1924 | Plano 1 345 | NCENT | 12 | 345
1925 | San Antonio 2 345 | SCENT | 979 | 345
1926 | Pflugerville 2 345 | SCENT | 1170 | 345
1927 | Huffman 345 | COAST | 687 | 345
1928 | Eagle Lake 345 | COAST | 728 | 345
1929 | Brenham 345 | SCENT | 829 | 345
1930 | Tomball 1 345 | COAST | 701 | 345
1931 | Bridgeport 345 | NCENT | 408 | 345
1932 | Dallas 8 345 | NCENT | 104 | 345
1933 | Coppell 345 | NCENT | 8 | 345
1934 | Carrollton 1 345 | NCENT | 3 | 345
1935 | Austin 1 345 | SCENT | 1182 | 345
1936 | Crane 2 345 | FWEST | 1370 | 345
1937 | Waco 2 345 | NCENT | 551 | 345
1938 | Tivoli 3 345 | SOUTH | 882 | 345
1939 | Houston 43 345 | COAST | 670 | 345
1940 | Burnet 345 | SCENT | 1130 | 345
1941 | New Braunfels 2 345 | SCENT | 959 | 345
1942 | Muenster 1 345 | NORTH | 364 | 345
1943 | Laredo 5 345 | SOUTH | 917 | 345
1944 | Camp Wood 345 | WEST | 1217 | 345
1945 | Fort Worth 15 345 | NCENT | 338 | 345
1946 | New Caney 345 | COAST | 695 | 345
1947 | Aledo 345 | NCENT | 277 | 345
1948 | Corsicana 2 345 | NCENT | 55 | 345
1949 | Loving 345 | NCENT | 433 | 345
1950 | Abilene 2 345 | WEST | 1353 | 345
1951 | Dallas 13 345 | NCENT | 109 | 345
1952 | Whitesboro 345 | NORTH | 379 | 345
1953 | Weatherford 2 345 | NCENT | 318 | 345
1954 | Tell 345 | NORTH | 1296 | 345
1955 | Santa Rosa 1 345 | SOUTH | 1118 | 345
1956 | San Antonio 25 345 | SCENT | 1002 | 345
1957 | Mckinney 3 345 | NCENT | 36 | 345
1958 | Paige 345 | SCENT | 1169 | 345
1959 | Garland 3 345 | NCENT | 22 | 345
1960 | Austin 8 345 | SCENT | 1189 | 345
1961 | San Antonio 4 345 | SCENT | 981 | 345
1962 | Houston 27 345 | COAST | 652 | 345
1963 | Spring 2 345 | COAST | 704 | 345
1964 | Thornton 345 | NCENT | 544 | 345
1965 | Mexia 345 | NCENT | 532 | 345
1966 | Conroe 4 345 | COAST | 682 | 345
1967 | Richmond 2 345 | COAST | 712 | 345
1968 | Houston 2 345 | COAST | 627 | 345
1969 | Hempstead 1 345 | COAST | 737 | 345
1970 | Los Fresnos 1 345 | SOUTH | 1096 | 345
1971 | San Marcos 345 | SCENT | 1174 | 345
1972 | Edinburg 1 345 | SOUTH | 1079 | 345
1973 | Melvin 345 | WEST | 580 | 345
1974 | San Antonio 31 345 | SCENT | 1008 | 345
1975 | Frankston 1 345 | EAST | 215 | 345
1976 | Goldsmith 2 345 | FWEST | 1376 | 345
1977 | Tomball 2 345 | COAST | 702 | 345
1978 | Blackwell 2 345 | WEST | 1464 | 345
1979 | San Antonio 12 345 | SCENT | 989 | 345
1980 | San Antonio 13 345 | SCENT | 990 | 345
1981 | Tarpley 345 | SCENT | 1238 | 345
1982 | Houston 11 345 | COAST | 636 | 345
1983 | Pasadena 1 345 | COAST | 663 | 345
1984 | Cleburne 2 345 | NCENT | 288 | 345
1985 | Crosbyton 345 | NORTH | 1298 | 345
1986 | Lolita 2 345 | COAST | 868 | 345
1987 | Fort Worth 12 345 | NCENT | 335 | 345
1988 | Houston 1 345 | COAST | 626 | 345
1989 | Van 345 | EAST | 229 | 345
1990 | Memphis 345 | NORTH | 1289 | 345
1991 | Garland 4 345 | NCENT | 23 | 345
1992 | Rotan 345 | WEST | 1339 | 345
1993 | Terrell 2 345 | NCENT | 86 | 345
1994 | Rule 2 345 | NORTH | 1341 | 345
1995 | Beeville 1 345 | SOUTH | 941 | 345
1996 | Cleveland 345 | COAST | 686 | 345
1997 | Katy 1 345 | COAST | 741 | 345
1998 | Adrian 1 345 | NORTH | 1267 | 345
1999 | Rosharon 345 | COAST | 813 | 345
2000 | Donie 345 | EAST | 238 | 345
2001 | Palmer 345 | NCENT | 78 | 345
2002 | Wylie 1 345 | NCENT | 48 | 345
2003 | Lopeno 345 | SOUTH | 1094 | 345
2004 | Del Valle 345 | SCENT | 1136 | 345
2005 | Prosper 345 | NCENT | 41 | 345
2006 | Dallas 18 345 | NCENT | 114 | 345
2007 | De Leon 345 | NCENT | 420 | 345

## Lines
From Bus Number | To Bus Number | Circuit Number | R, pu | X, pu | B, pu | MVA Limit
2 | 4 | 1 | 0.00217 | 0.01199 | 0.11458 | 207.3525
2 | 39 | 1 | 0.00147 | 0.00996 | 0.19333 | 383.8311
2 | 112 | 1 | 0.00097 | 0.0064 | 0.12818 | 310.1324
2 | 115 | 1 | 0.00101 | 0.00641 | 0.00892 | 207.5516
3 | 13 | 1 | 0.00149 | 0.0157 | 0.19691 | 367.8963
3 | 16 | 1 | 0.04969 | 0.10931 | 0.01431 | 97.6011
4 | 5 | 1 | 0.00096 | 0.00902 | 0.00842 | 235.6369
4 | 109 | 1 | 0.00197 | 0.01086 | 0.10378 | 207.3525
4 | 109 | 2 | 0.00197 | 0.01086 | 0.10378 | 207.3525
5 | 115 | 1 | 0.00192 | 0.01062 | 0.10153 | 207.3525
5 | 115 | 2 | 0.00192 | 0.01062 | 0.10153 | 207.3525
5 | 1427 | 1 | 0.00428 | 0.02984 | 0.00488 | 221.0963
6 | 31 | 1 | 0.02005 | 0.04123 | 0.0062 | 97.6011
6 | 153 | 1 | 0.01531 | 0.05715 | 0.0097 | 149.3894
7 | 14 | 1 | 0.0013 | 0.01228 | 0.01146 | 235.6369
7 | 17 | 1 | 0.00249 | 0.00912 | 0.13136 | 184.6453
7 | 115 | 1 | 0.00171 | 0.01606 | 0.01499 | 235.6369
7 | 115 | 2 | 0.00171 | 0.01606 | 0.01499 | 235.6369
8 | 13 | 1 | 0.0022 | 0.0086 | 0.06277 | 143.0154
8 | 35 | 1 | 0.01031 | 0.04134 | 0.00606 | 149.3894
8 | 118 | 1 | 0.01674 | 0.06589 | 0.01003 | 149.3894
9 | 30 | 1 | 0.00214 | 0.01181 | 0.11286 | 207.3525
9 | 30 | 2 | 0.00214 | 0.01181 | 0.11286 | 207.3525
9 | 109 | 1 | 0.00191 | 0.01796 | 0.01676 | 235.6369
10 | 40 | 1 | 0.0098 | 0.03659 | 0.00621 | 149.3894
10 | 46 | 1 | 0.00873 | 0.06085 | 0.00995 | 221.0963
10 | 1457 | 1 | 0.00515 | 0.01921 | 0.00326 | 149.3894
10 | 1457 | 2 | 0.00515 | 0.01921 | 0.00326 | 149.3894
11 | 123 | 1 | 0.01015 | 0.04072 | 0.00597 | 149.3894
11 | 1457 | 1 | 0.01135 | 0.04467 | 0.0068 | 149.3894
12 | 299 | 1 | 0.00597 | 0.0416 | 0.0068 | 221.0963
12 | 322 | 1 | 0.00719 | 0.02832 | 0.00431 | 149.3894
12 | 347 | 1 | 0.00593 | 0.0405 | 0.00689 | 221.0963
13 | 14 | 1 | 0.00178 | 0.0098 | 0.09369 | 207.3525
13 | 38 | 1 | 0.00187 | 0.0103 | 0.09846 | 207.3525
13 | 39 | 1 | 0.00088 | 0.00831 | 0.00776 | 235.6369
13 | 39 | 2 | 0.00088 | 0.00831 | 0.00776 | 235.6369
14 | 17 | 1 | 0.0017 | 0.01601 | 0.01494 | 235.6369
14 | 43 | 1 | 0.00152 | 0.01035 | 0.2009 | 383.8311
15 | 30 | 1 | 0.00514 | 0.0192 | 0.00326 | 149.3894
15 | 30 | 2 | 0.00514 | 0.0192 | 0.00326 | 149.3894
15 | 41 | 1 | 0.00451 | 0.01777 | 0.00271 | 149.3894
15 | 340 | 1 | 0.01938 | 0.07772 | 0.0114 | 149.3894
15 | 340 | 2 | 0.01938 | 0.07772 | 0.0114 | 149.3894
16 | 44 | 1 | 0.00865 | 0.0323 | 0.00548 | 149.3894
17 | 34 | 1 | 0.00783 | 0.03141 | 0.00461 | 149.3894
17 | 36 | 1 | 0.00691 | 0.04813 | 0.00787 | 221.0963
17 | 42 | 1 | 0.00525 | 0.0366 | 0.00598 | 221.0963
18 | 31 | 1 | 0.05189 | 0.11416 | 0.01495 | 97.6011
18 | 42 | 1 | 0.00743 | 0.02776 | 0.00471 | 149.3894
18 | 42 | 2 | 0.00743 | 0.02776 | 0.00471 | 149.3894
19 | 20 | 1 | 0.00841 | 0.01817 | 0.00247 | 97.6011
19 | 340 | 1 | 0.00621 | 0.0232 | 0.00394 | 149.3894
19 | 340 | 2 | 0.00621 | 0.0232 | 0.00394 | 149.3894
20 | 32 | 1 | 0.00265 | 0.01052 | 0.07557 | 152.178
21 | 22 | 1 | 0.00135 | 0.00493 | 0.07105 | 184.6453
21 | 24 | 1 | 0.00495 | 0.0185 | 0.00314 | 149.3894
21 | 24 | 2 | 0.00495 | 0.0185 | 0.00314 | 149.3894
21 | 25 | 1 | 0.00463 | 0.01855 | 0.00272 | 149.3894
21 | 48 | 1 | 0.00862 | 0.03458 | 0.00507 | 149.3894
22 | 23 | 1 | 0.00116 | 0.00788 | 0.15296 | 383.8311
23 | 45 | 1 | 0.00817 | 0.01798 | 0.00235 | 97.6011
23 | 77 | 1 | 0.00857 | 0.03199 | 0.00543 | 149.3894
23 | 78 | 1 | 0.00563 | 0.02256 | 0.00331 | 149.3894
23 | 78 | 2 | 0.00563 | 0.02256 | 0.00331 | 149.3894
23 | 108 | 1 | 0.00264 | 0.01458 | 0.13933 | 207.3525
24 | 43 | 1 | 0.00086 | 0.00568 | 0.11379 | 310.1324
25 | 45 | 1 | 0.00504 | 0.0202 | 0.00296 | 149.3894
25 | 45 | 2 | 0.00504 | 0.0202 | 0.00296 | 149.3894
26 | 27 | 1 | 0.00449 | 0.01678 | 0.00285 | 149.3894
26 | 105 | 1 | 0.01964 | 0.0432 | 0.00566 | 97.6011
27 | 28 | 1 | 0.00114 | 0.01071 | 0.01 | 235.6369
27 | 28 | 2 | 0.00114 | 0.01071 | 0.01 | 235.6369
27 | 28 | 3 | 0.00114 | 0.01071 | 0.01 | 235.6369
27 | 32 | 1 | 0.00272 | 0.01501 | 0.14342 | 207.3525
27 | 32 | 2 | 0.00272 | 0.01501 | 0.14342 | 207.3525
27 | 32 | 3 | 0.00272 | 0.01501 | 0.14342 | 207.3525
28 | 53 | 1 | 0.00272 | 0.01503 | 0.14362 | 207.3525
28 | 59 | 1 | 0.00112 | 0.00759 | 0.1472 | 383.8311
28 | 275 | 1 | 0.00187 | 0.0176 | 0.01643 | 235.6369
29 | 53 | 1 | 0.00324 | 0.02091 | 0.00399 | 221.0963
29 | 276 | 1 | 0.00278 | 0.01797 | 0.00343 | 221.0963
29 | 306 | 1 | 0.01418 | 0.05294 | 0.00898 | 149.3894
32 | 102 | 1 | 0.00286 | 0.01045 | 0.15065 | 184.6453
32 | 102 | 2 | 0.00286 | 0.01045 | 0.15065 | 184.6453
32 | 102 | 3 | 0.00286 | 0.01045 | 0.15065 | 184.6453
32 | 102 | 4 | 0.00286 | 0.01045 | 0.15065 | 184.6453
32 | 105 | 1 | 0.00221 | 0.00808 | 0.1164 | 184.6453
32 | 105 | 2 | 0.00221 | 0.00808 | 0.1164 | 184.6453
32 | 340 | 1 | 0.00123 | 0.01158 | 0.01081 | 235.6369
32 | 340 | 2 | 0.00123 | 0.01158 | 0.01081 | 235.6369
32 | 340 | 3 | 0.00123 | 0.01158 | 0.01081 | 235.6369
32 | 340 | 4 | 0.00123 | 0.01158 | 0.01081 | 235.6369
33 | 41 | 1 | 0.00508 | 0.02039 | 0.00299 | 149.3894
33 | 1427 | 1 | 0.00276 | 0.01783 | 0.0034 | 221.0963
34 | 368 | 1 | 0.01811 | 0.07264 | 0.01065 | 149.3894
35 | 118 | 1 | 0.00847 | 0.03161 | 0.00536 | 149.3894
36 | 37 | 1 | 0.0085 | 0.03411 | 0.005 | 149.3894
36 | 37 | 2 | 0.0085 | 0.03411 | 0.005 | 149.3894
36 | 37 | 3 | 0.0085 | 0.03411 | 0.005 | 149.3894
38 | 48 | 1 | 0.00458 | 0.01801 | 0.00274 | 149.3894
38 | 48 | 2 | 0.00458 | 0.01801 | 0.00274 | 149.3894
39 | 108 | 1 | 0.01835 | 0.07362 | 0.01079 | 149.3894
40 | 359 | 1 | 0.0092 | 0.03691 | 0.00541 | 149.3894
41 | 347 | 1 | 0.00688 | 0.02707 | 0.00412 | 149.3894
42 | 368 | 1 | 0.01543 | 0.06076 | 0.00925 | 149.3894
44 | 49 | 1 | 0.00899 | 0.03539 | 0.00539 | 149.3894
44 | 66 | 1 | 0.01163 | 0.02392 | 0.00359 | 97.6011
44 | 87 | 1 | 0.01593 | 0.11099 | 0.01814 | 221.0963
44 | 91 | 1 | 0.00638 | 0.02381 | 0.00404 | 149.3894
45 | 96 | 1 | 0.01598 | 0.06292 | 0.00958 | 149.3894
46 | 376 | 1 | 0.0169 | 0.06778 | 0.00994 | 149.3894
47 | 373 | 1 | 0.02484 | 0.05108 | 0.00768 | 97.6011
47 | 376 | 1 | 0.00561 | 0.02208 | 0.00336 | 149.3894
50 | 81 | 1 | 0.02475 | 0.09926 | 0.01456 | 149.3894
50 | 81 | 2 | 0.02475 | 0.09926 | 0.01456 | 149.3894
50 | 498 | 1 | 0.00674 | 0.02517 | 0.00427 | 149.3894
50 | 498 | 2 | 0.00674 | 0.02517 | 0.00427 | 149.3894
51 | 500 | 1 | 0.01803 | 0.03707 | 0.00557 | 97.6011
51 | 529 | 1 | 0.02471 | 0.09225 | 0.01565 | 149.3894
51 | 539 | 1 | 0.0128 | 0.05132 | 0.00753 | 149.3894
52 | 65 | 1 | 0.01774 | 0.06623 | 0.01124 | 149.3894
52 | 98 | 1 | 0.09888 | 0.21752 | 0.02848 | 97.6011
53 | 67 | 1 | 0.01499 | 0.05596 | 0.0095 | 149.3894
54 | 56 | 1 | 0.01986 | 0.07966 | 0.01168 | 149.3894
54 | 56 | 2 | 0.01986 | 0.07966 | 0.01168 | 149.3894
54 | 82 | 1 | 0.00757 | 0.02982 | 0.00454 | 149.3894
54 | 84 | 1 | 0.01015 | 0.06934 | 0.0118 | 221.0963
55 | 80 | 1 | 0.0059 | 0.04108 | 0.00672 | 221.0963
55 | 513 | 1 | 0.01585 | 0.10825 | 0.01842 | 221.0963
56 | 61 | 1 | 0.02284 | 0.08992 | 0.01369 | 149.3894
57 | 64 | 1 | 0.01233 | 0.04944 | 0.00725 | 149.3894
57 | 85 | 1 | 0.00767 | 0.03021 | 0.0046 | 149.3894
58 | 90 | 1 | 0.02196 | 0.08647 | 0.01317 | 149.3894
58 | 90 | 2 | 0.02196 | 0.08647 | 0.01317 | 149.3894
58 | 309 | 1 | 0.00852 | 0.05822 | 0.00991 | 221.0963
59 | 104 | 1 | 0.0014 | 0.01315 | 0.01227 | 235.6369
60 | 65 | 1 | 0.00553 | 0.02178 | 0.00332 | 149.3894
60 | 93 | 1 | 0.01099 | 0.04105 | 0.00697 | 149.3894
61 | 82 | 1 | 0.0126 | 0.04959 | 0.00755 | 149.3894
61 | 85 | 1 | 0.02621 | 0.09786 | 0.01661 | 149.3894
62 | 75 | 1 | 0.01317 | 0.04919 | 0.00835 | 149.3894
62 | 83 | 1 | 0.01122 | 0.04418 | 0.00673 | 149.3894
63 | 70 | 1 | 0.00958 | 0.03577 | 0.00607 | 149.3894
63 | 70 | 2 | 0.00958 | 0.03577 | 0.00607 | 149.3894
63 | 79 | 1 | 0.01 | 0.03734 | 0.00634 | 149.3894
63 | 79 | 2 | 0.01 | 0.03734 | 0.00634 | 149.3894
63 | 79 | 3 | 0.01 | 0.03734 | 0.00634 | 149.3894
63 | 85 | 1 | 0.00892 | 0.03579 | 0.00525 | 149.3894
63 | 95 | 1 | 0.01493 | 0.0588 | 0.00895 | 149.3894
64 | 86 | 1 | 0.01206 | 0.04838 | 0.00709 | 149.3894
65 | 230 | 1 | 0.01836 | 0.06854 | 0.01163 | 149.3894
66 | 98 | 1 | 0.00957 | 0.02105 | 0.00276 | 97.6011
67 | 113 | 1 | 0.00718 | 0.02682 | 0.00455 | 149.3894
68 | 98 | 1 | 0.01346 | 0.05399 | 0.00792 | 149.3894
68 | 151 | 1 | 0.03118 | 0.12507 | 0.01834 | 149.3894
69 | 199 | 1 | 0.05562 | 0.12236 | 0.01602 | 97.6011
69 | 212 | 1 | 0.07156 | 0.14713 | 0.02211 | 97.6011
70 | 74 | 1 | 0.00768 | 0.02867 | 0.00487 | 149.3894
70 | 74 | 2 | 0.00768 | 0.02867 | 0.00487 | 149.3894
71 | 73 | 1 | 0.04277 | 0.17153 | 0.02515 | 149.3894
71 | 75 | 1 | 0.03546 | 0.0729 | 0.01096 | 97.6011
72 | 80 | 1 | 0.01116 | 0.07621 | 0.01297 | 221.0963
72 | 86 | 1 | 0.01998 | 0.13647 | 0.02322 | 221.0963
73 | 236 | 1 | 0.04676 | 0.10107 | 0.01372 | 97.6011
73 | 541 | 1 | 0.0516 | 0.1061 | 0.01594 | 97.6011
74 | 114 | 1 | 0.00954 | 0.03757 | 0.00572 | 149.3894
76 | 207 | 1 | 0.03755 | 0.08261 | 0.01082 | 97.6011
76 | 1475 | 1 | 0.01318 | 0.02711 | 0.00407 | 97.6011
77 | 107 | 1 | 0.00111 | 0.00754 | 0.14637 | 383.8311
78 | 107 | 1 | 0.00316 | 0.01742 | 0.16654 | 207.3525
78 | 108 | 1 | 0.00079 | 0.00498 | 0.00692 | 207.5516
79 | 90 | 1 | 0.01046 | 0.04196 | 0.00615 | 149.3894
79 | 90 | 2 | 0.01046 | 0.04196 | 0.00615 | 149.3894
81 | 95 | 1 | 0.04267 | 0.09224 | 0.01252 | 97.6011
83 | 88 | 1 | 0.01036 | 0.0387 | 0.00657 | 149.3894
84 | 97 | 1 | 0.01814 | 0.12639 | 0.02066 | 221.0963
86 | 87 | 1 | 0.00572 | 0.03983 | 0.00651 | 221.0963
88 | 1475 | 1 | 0.00414 | 0.01629 | 0.00248 | 149.3894
88 | 1475 | 2 | 0.00414 | 0.01629 | 0.00248 | 149.3894
89 | 144 | 1 | 0.02054 | 0.04519 | 0.00592 | 97.6011
89 | 165 | 1 | 0.03872 | 0.07961 | 0.01196 | 97.6011
90 | 92 | 1 | 0.01028 | 0.04124 | 0.00605 | 149.3894
90 | 498 | 1 | 0.01515 | 0.05964 | 0.00908 | 149.3894
91 | 94 | 1 | 0.00656 | 0.02584 | 0.00394 | 149.3894
92 | 293 | 1 | 0.0128 | 0.05038 | 0.00767 | 149.3894
93 | 165 | 1 | 0.0434 | 0.09547 | 0.0125 | 97.6011
94 | 132 | 1 | 0.02413 | 0.09502 | 0.01447 | 149.3894
95 | 107 | 1 | 0.00505 | 0.02026 | 0.00297 | 149.3894
96 | 97 | 1 | 0.007 | 0.02613 | 0.00443 | 149.3894
99 | 100 | 1 | 0.00495 | 0.01949 | 0.00297 | 149.3894
99 | 100 | 2 | 0.00495 | 0.01949 | 0.00297 | 149.3894
99 | 101 | 1 | 0.00074 | 0.007 | 0.00653 | 235.6369
99 | 106 | 1 | 0.00148 | 0.01397 | 0.01304 | 235.6369
99 | 108 | 1 | 0.0014 | 0.01469 | 0.18428 | 367.8963
99 | 110 | 1 | 0.00164 | 0.01541 | 0.01438 | 235.6369
99 | 110 | 2 | 0.00164 | 0.01541 | 0.01438 | 235.6369
99 | 110 | 3 | 0.00164 | 0.01541 | 0.01438 | 235.6369
100 | 104 | 1 | 0.00644 | 0.02583 | 0.00379 | 149.3894
100 | 104 | 2 | 0.00644 | 0.02583 | 0.00379 | 149.3894
101 | 102 | 1 | 0.00092 | 0.00869 | 0.00811 | 235.6369
101 | 102 | 2 | 0.00092 | 0.00869 | 0.00811 | 235.6369
101 | 102 | 3 | 0.00092 | 0.00869 | 0.00811 | 235.6369
101 | 103 | 1 | 0.00115 | 0.01083 | 0.01011 | 235.6369
101 | 105 | 1 | 0.00175 | 0.01644 | 0.01535 | 235.6369
101 | 105 | 2 | 0.00175 | 0.01644 | 0.01535 | 235.6369
102 | 109 | 1 | 0.00243 | 0.01663 | 0.00283 | 221.0963
102 | 112 | 1 | 0.00171 | 0.01082 | 0.01505 | 207.5516
102 | 112 | 2 | 0.00171 | 0.01082 | 0.01505 | 207.5516
102 | 112 | 3 | 0.00171 | 0.01082 | 0.01505 | 207.5516
103 | 111 | 1 | 0.00258 | 0.01796 | 0.00294 | 221.0963
104 | 105 | 1 | 0.00474 | 0.01768 | 0.003 | 149.3894
106 | 110 | 1 | 0.00524 | 0.01956 | 0.00332 | 149.3894
106 | 114 | 1 | 0.00458 | 0.01837 | 0.00269 | 149.3894
107 | 111 | 1 | 0.00095 | 0.00897 | 0.00837 | 235.6369
107 | 111 | 2 | 0.00095 | 0.00897 | 0.00837 | 235.6369
108 | 112 | 1 | 0.00124 | 0.01167 | 0.01089 | 235.6369
110 | 113 | 1 | 0.00433 | 0.01618 | 0.00275 | 149.3894
110 | 113 | 2 | 0.00433 | 0.01618 | 0.00275 | 149.3894
116 | 130 | 1 | 0.01426 | 0.0572 | 0.00839 | 149.3894
116 | 152 | 1 | 0.0462 | 0.09499 | 0.01427 | 97.6011
117 | 131 | 1 | 0.02196 | 0.08199 | 0.01391 | 149.3894
117 | 152 | 1 | 0.02931 | 0.06027 | 0.00906 | 97.6011
119 | 132 | 1 | 0.00604 | 0.04129 | 0.00702 | 221.0963
119 | 153 | 1 | 0.00762 | 0.03054 | 0.00448 | 149.3894
119 | 156 | 1 | 0.03928 | 0.08641 | 0.01131 | 97.6011
120 | 121 | 1 | 0.07447 | 0.16099 | 0.02185 | 97.6011
120 | 174 | 1 | 0.02459 | 0.05057 | 0.0076 | 97.6011
121 | 186 | 1 | 0.07088 | 0.15594 | 0.02042 | 97.6011
122 | 145 | 1 | 0.05188 | 0.11413 | 0.01494 | 97.6011
122 | 151 | 1 | 0.00586 | 0.02189 | 0.00371 | 149.3894
122 | 167 | 1 | 0.04856 | 0.10497 | 0.01424 | 97.6011
123 | 170 | 1 | 0.00642 | 0.02577 | 0.00378 | 149.3894
124 | 136 | 1 | 0.00876 | 0.03269 | 0.00555 | 149.3894
124 | 136 | 2 | 0.00876 | 0.03269 | 0.00555 | 149.3894
124 | 160 | 1 | 0.00305 | 0.01971 | 0.00376 | 221.0963
124 | 161 | 1 | 0.01137 | 0.0456 | 0.00669 | 149.3894
125 | 139 | 1 | 0.01646 | 0.03557 | 0.00483 | 97.6011
125 | 158 | 1 | 0.02408 | 0.05206 | 0.00706 | 97.6011
126 | 138 | 1 | 0.01446 | 0.05695 | 0.00867 | 149.3894
126 | 175 | 1 | 0.00986 | 0.03953 | 0.0058 | 149.3894
127 | 141 | 1 | 0.00892 | 0.03331 | 0.00565 | 149.3894
127 | 146 | 1 | 0.03786 | 0.07784 | 0.0117 | 97.6011
128 | 135 | 1 | 0.02055 | 0.08243 | 0.01209 | 149.3894
128 | 137 | 1 | 0.00763 | 0.03005 | 0.00458 | 149.3894
128 | 169 | 1 | 0.0586 | 0.1205 | 0.01811 | 97.6011
129 | 158 | 1 | 0.01895 | 0.07074 | 0.012 | 149.3894
129 | 161 | 1 | 0.00995 | 0.03989 | 0.00585 | 149.3894
130 | 134 | 1 | 0.00664 | 0.04628 | 0.00757 | 221.0963
130 | 163 | 1 | 0.02436 | 0.09589 | 0.0146 | 149.3894
131 | 183 | 1 | 0.01259 | 0.04956 | 0.00755 | 149.3894
133 | 139 | 1 | 0.03722 | 0.07652 | 0.0115 | 97.6011
133 | 185 | 1 | 0.03344 | 0.07358 | 0.00963 | 97.6011
133 | 187 | 1 | 0.07806 | 0.16051 | 0.02412 | 97.6011
134 | 147 | 1 | 0.01077 | 0.04023 | 0.00683 | 149.3894
134 | 147 | 2 | 0.01077 | 0.04023 | 0.00683 | 149.3894
134 | 148 | 1 | 0.02696 | 0.05543 | 0.00833 | 97.6011
135 | 162 | 1 | 0.01515 | 0.03115 | 0.00468 | 97.6011
136 | 137 | 1 | 0.02936 | 0.10962 | 0.0186 | 149.3894
136 | 147 | 1 | 0.01146 | 0.04595 | 0.00674 | 149.3894
136 | 147 | 2 | 0.01146 | 0.04595 | 0.00674 | 149.3894
136 | 149 | 1 | 0.01497 | 0.05893 | 0.00897 | 149.3894
136 | 149 | 2 | 0.01497 | 0.05893 | 0.00897 | 149.3894
137 | 173 | 1 | 0.03174 | 0.06861 | 0.00931 | 97.6011
137 | 184 | 1 | 0.02432 | 0.09756 | 0.01431 | 149.3894
138 | 149 | 1 | 0.01466 | 0.0588 | 0.00862 | 149.3894
138 | 159 | 1 | 0.01283 | 0.02772 | 0.00376 | 97.6011
140 | 169 | 1 | 0.01182 | 0.04653 | 0.00709 | 149.3894
140 | 172 | 1 | 0.00528 | 0.03408 | 0.0065 | 221.0963
140 | 173 | 1 | 0.01363 | 0.05467 | 0.00802 | 149.3894
141 | 180 | 1 | 0.00673 | 0.02698 | 0.00396 | 149.3894
142 | 166 | 1 | 0.01555 | 0.03196 | 0.0048 | 97.6011
142 | 170 | 1 | 0.00762 | 0.03057 | 0.00448 | 149.3894
143 | 163 | 1 | 0.0181 | 0.03982 | 0.00521 | 97.6011
143 | 221 | 1 | 0.0576 | 0.11843 | 0.0178 | 97.6011
144 | 178 | 1 | 0.02481 | 0.09767 | 0.01488 | 149.3894
145 | 161 | 1 | 0.00784 | 0.03086 | 0.0047 | 149.3894
145 | 180 | 1 | 0.00776 | 0.02898 | 0.00492 | 149.3894
146 | 176 | 1 | 0.01672 | 0.03438 | 0.00517 | 97.6011
148 | 160 | 1 | 0.01046 | 0.04195 | 0.00615 | 149.3894
148 | 183 | 1 | 0.01092 | 0.04379 | 0.00642 | 149.3894
149 | 172 | 1 | 0.00644 | 0.04159 | 0.00794 | 221.0963
150 | 162 | 1 | 0.04035 | 0.08723 | 0.01184 | 97.6011
150 | 171 | 1 | 0.01483 | 0.0305 | 0.00458 | 97.6011
150 | 195 | 1 | 0.02611 | 0.05745 | 0.00752 | 97.6011
151 | 166 | 1 | 0.01298 | 0.02856 | 0.00374 | 97.6011
153 | 182 | 1 | 0.02701 | 0.05554 | 0.00835 | 97.6011
154 | 175 | 1 | 0.01792 | 0.07186 | 0.01054 | 149.3894
154 | 181 | 1 | 0.02297 | 0.05054 | 0.00662 | 97.6011
155 | 169 | 1 | 0.01116 | 0.04167 | 0.00707 | 149.3894
155 | 181 | 1 | 0.00856 | 0.03372 | 0.00513 | 149.3894
156 | 182 | 1 | 0.02507 | 0.05515 | 0.00722 | 97.6011
157 | 176 | 1 | 0.06225 | 0.128 | 0.01923 | 97.6011
157 | 1469 | 1 | 0.00532 | 0.02135 | 0.00313 | 149.3894
158 | 1469 | 1 | 0.01636 | 0.036 | 0.00471 | 97.6011
159 | 168 | 1 | 0.05018 | 0.10847 | 0.01472 | 97.6011
160 | 168 | 1 | 0.0222 | 0.04564 | 0.00686 | 97.6011
163 | 165 | 1 | 0.03727 | 0.08057 | 0.01093 | 97.6011
164 | 174 | 1 | 0.04009 | 0.08243 | 0.01239 | 97.6011
164 | 1469 | 1 | 0.02362 | 0.05195 | 0.0068 | 97.6011
167 | 170 | 1 | 0.02247 | 0.04621 | 0.00694 | 97.6011
171 | 188 | 1 | 0.07128 | 0.14656 | 0.02202 | 97.6011
177 | 179 | 1 | 0.00719 | 0.02833 | 0.00431 | 149.3894
177 | 1457 | 1 | 0.02848 | 0.11213 | 0.01708 | 149.3894
178 | 179 | 1 | 0.00833 | 0.03339 | 0.0049 | 149.3894
184 | 225 | 1 | 0.02899 | 0.06377 | 0.00835 | 97.6011
185 | 186 | 1 | 0.01921 | 0.04152 | 0.00563 | 97.6011
187 | 188 | 1 | 0.01405 | 0.03091 | 0.00405 | 97.6011
189 | 193 | 1 | 0.01593 | 0.10289 | 0.01963 | 221.0963
189 | 194 | 1 | 0.00912 | 0.05893 | 0.01124 | 221.0963
190 | 191 | 1 | 0.00838 | 0.03301 | 0.00503 | 149.3894
190 | 226 | 1 | 0.04274 | 0.09239 | 0.01254 | 97.6011
191 | 193 | 1 | 0.01247 | 0.04658 | 0.0079 | 149.3894
191 | 224 | 1 | 0.01947 | 0.07668 | 0.01168 | 149.3894
192 | 193 | 1 | 0.01456 | 0.05734 | 0.00873 | 149.3894
192 | 196 | 1 | 0.04894 | 0.10062 | 0.01512 | 97.6011
192 | 271 | 1 | 0.03528 | 0.07253 | 0.0109 | 97.6011
193 | 214 | 1 | 0.01684 | 0.06289 | 0.01067 | 149.3894
193 | 264 | 1 | 0.00954 | 0.06519 | 0.01109 | 221.0963
194 | 205 | 1 | 0.01105 | 0.04432 | 0.0065 | 149.3894
195 | 225 | 1 | 0.0757 | 0.16654 | 0.02181 | 97.6011
196 | 200 | 1 | 0.08123 | 0.1756 | 0.02383 | 97.6011
197 | 203 | 1 | 0.01041 | 0.04176 | 0.00612 | 149.3894
197 | 203 | 2 | 0.01041 | 0.04176 | 0.00612 | 149.3894
197 | 204 | 1 | 0.00728 | 0.02719 | 0.00461 | 149.3894
197 | 204 | 2 | 0.00728 | 0.02719 | 0.00461 | 149.3894
198 | 202 | 1 | 0.0128 | 0.04779 | 0.00811 | 149.3894
198 | 204 | 1 | 0.00843 | 0.03382 | 0.00496 | 149.3894
198 | 215 | 1 | 0.01428 | 0.02937 | 0.00441 | 97.6011
199 | 204 | 1 | 0.0109 | 0.04373 | 0.00641 | 149.3894
200 | 209 | 1 | 0.04972 | 0.10224 | 0.01536 | 97.6011
201 | 203 | 1 | 0.01697 | 0.03668 | 0.00498 | 97.6011
201 | 232 | 1 | 0.03046 | 0.06585 | 0.00894 | 97.6011
202 | 205 | 1 | 0.00847 | 0.03334 | 0.00508 | 149.3894
203 | 220 | 1 | 0.02064 | 0.0828 | 0.01214 | 149.3894
204 | 215 | 1 | 0.00816 | 0.03047 | 0.00517 | 149.3894
206 | 234 | 1 | 0.02657 | 0.10659 | 0.01563 | 149.3894
206 | 250 | 1 | 0.01556 | 0.05811 | 0.00986 | 149.3894
207 | 216 | 1 | 0.02909 | 0.11455 | 0.01744 | 149.3894
207 | 222 | 1 | 0.01793 | 0.03687 | 0.00554 | 97.6011
208 | 210 | 1 | 0.02412 | 0.0496 | 0.00745 | 97.6011
208 | 222 | 1 | 0.02382 | 0.05241 | 0.00686 | 97.6011
209 | 232 | 1 | 0.02877 | 0.05915 | 0.00889 | 97.6011
210 | 219 | 1 | 0.02659 | 0.05467 | 0.00822 | 97.6011
211 | 215 | 1 | 0.01108 | 0.04135 | 0.00702 | 149.3894
211 | 231 | 1 | 0.02732 | 0.05617 | 0.00844 | 97.6011
212 | 215 | 1 | 0.01888 | 0.04154 | 0.00544 | 97.6011
213 | 219 | 1 | 0.04049 | 0.08325 | 0.01251 | 97.6011
213 | 233 | 1 | 0.02933 | 0.11546 | 0.01758 | 149.3894
214 | 1449 | 1 | 0.00494 | 0.01844 | 0.00313 | 149.3894
216 | 230 | 1 | 0.08985 | 0.18475 | 0.02776 | 97.6011
217 | 218 | 1 | 0.01004 | 0.04026 | 0.0059 | 149.3894
217 | 226 | 1 | 0.01353 | 0.05326 | 0.00811 | 149.3894
218 | 227 | 1 | 0.03119 | 0.06414 | 0.00964 | 97.6011
220 | 221 | 1 | 0.01335 | 0.05353 | 0.00785 | 149.3894
223 | 233 | 1 | 0.02407 | 0.05295 | 0.00693 | 97.6011
223 | 234 | 1 | 0.02976 | 0.06547 | 0.00857 | 97.6011
224 | 229 | 1 | 0.01123 | 0.0442 | 0.00673 | 149.3894
226 | 228 | 1 | 0.00573 | 0.02298 | 0.00337 | 149.3894
227 | 262 | 1 | 0.02585 | 0.1037 | 0.01521 | 149.3894
228 | 1449 | 1 | 0.00207 | 0.0083 | 0.00122 | 149.3894
229 | 231 | 1 | 0.01388 | 0.05465 | 0.00832 | 149.3894
234 | 250 | 1 | 0.02334 | 0.04798 | 0.00721 | 97.6011
235 | 243 | 1 | 0.01755 | 0.06553 | 0.01112 | 149.3894
235 | 251 | 1 | 0.01387 | 0.05562 | 0.00816 | 149.3894
236 | 241 | 1 | 0.03173 | 0.0698 | 0.00914 | 97.6011
237 | 247 | 1 | 0.01424 | 0.05318 | 0.00902 | 149.3894
237 | 256 | 1 | 0.09566 | 0.2068 | 0.02806 | 97.6011
238 | 246 | 1 | 0.01231 | 0.04597 | 0.0078 | 149.3894
238 | 248 | 1 | 0.03443 | 0.07079 | 0.01064 | 97.6011
238 | 252 | 1 | 0.03978 | 0.08598 | 0.01167 | 97.6011
239 | 254 | 1 | 0.0123 | 0.04934 | 0.00723 | 149.3894
240 | 242 | 1 | 0.01438 | 0.05768 | 0.00846 | 149.3894
240 | 245 | 1 | 0.06072 | 0.23908 | 0.03641 | 149.3894
241 | 245 | 1 | 0.0187 | 0.06982 | 0.01185 | 149.3894
241 | 251 | 1 | 0.02767 | 0.10332 | 0.01753 | 149.3894
242 | 244 | 1 | 0.02685 | 0.10771 | 0.01579 | 149.3894
242 | 246 | 1 | 0.00959 | 0.03582 | 0.00608 | 149.3894
243 | 838 | 1 | 0.06162 | 0.13319 | 0.01807 | 97.6011
243 | 843 | 1 | 0.02041 | 0.04196 | 0.00631 | 97.6011
245 | 550 | 1 | 0.00611 | 0.02404 | 0.00366 | 149.3894
247 | 249 | 1 | 0.02391 | 0.09413 | 0.01433 | 149.3894
247 | 837 | 1 | 0.03134 | 0.06894 | 0.00903 | 97.6011
248 | 256 | 1 | 0.03511 | 0.07219 | 0.01085 | 97.6011
249 | 686 | 1 | 0.05043 | 0.20227 | 0.02966 | 149.3894
250 | 255 | 1 | 0.01056 | 0.03943 | 0.00669 | 149.3894
252 | 1478 | 1 | 0.08436 | 0.17345 | 0.02606 | 97.6011
253 | 255 | 1 | 0.02772 | 0.11119 | 0.0163 | 149.3894
253 | 550 | 1 | 0.01667 | 0.06564 | 0.01 | 149.3894
254 | 516 | 1 | 0.04709 | 0.1036 | 0.01357 | 97.6011
257 | 261 | 1 | 0.02724 | 0.05992 | 0.00785 | 97.6011
257 | 265 | 1 | 0.02377 | 0.04886 | 0.00734 | 97.6011
257 | 1478 | 1 | 0.01005 | 0.03751 | 0.00636 | 149.3894
258 | 274 | 1 | 0.07781 | 0.1682 | 0.02283 | 97.6011
259 | 262 | 1 | 0.01253 | 0.04933 | 0.00751 | 149.3894
260 | 263 | 1 | 0.02509 | 0.05423 | 0.00736 | 97.6011
260 | 269 | 1 | 0.06089 | 0.13395 | 0.01754 | 97.6011
261 | 274 | 1 | 0.05928 | 0.13041 | 0.01708 | 97.6011
262 | 272 | 1 | 0.01194 | 0.04699 | 0.00716 | 149.3894
263 | 265 | 1 | 0.02555 | 0.05253 | 0.00789 | 97.6011
264 | 269 | 1 | 0.00672 | 0.04685 | 0.00766 | 221.0963
266 | 267 | 1 | 0.02433 | 0.05353 | 0.00701 | 97.6011
266 | 273 | 1 | 0.00947 | 0.02048 | 0.00278 | 97.6011
267 | 269 | 1 | 0.0097 | 0.03624 | 0.00615 | 149.3894
267 | 271 | 1 | 0.06092 | 0.12525 | 0.01882 | 97.6011
268 | 273 | 1 | 0.03921 | 0.08475 | 0.0115 | 97.6011
268 | 1449 | 1 | 0.02246 | 0.08843 | 0.01347 | 149.3894
270 | 272 | 1 | 0.007 | 0.02808 | 0.00412 | 149.3894
270 | 1478 | 1 | 0.01359 | 0.05075 | 0.00861 | 149.3894
275 | 280 | 1 | 0.0017 | 0.01076 | 0.01497 | 207.5516
275 | 282 | 1 | 0.00139 | 0.00766 | 0.07323 | 207.3525
275 | 282 | 2 | 0.00139 | 0.00766 | 0.07323 | 207.3525
275 | 283 | 1 | 0.00104 | 0.00983 | 0.00918 | 235.6369
275 | 283 | 2 | 0.00104 | 0.00983 | 0.00918 | 235.6369
275 | 283 | 3 | 0.00104 | 0.00983 | 0.00918 | 235.6369
275 | 305 | 1 | 0.00478 | 0.01884 | 0.00287 | 149.3894
275 | 305 | 2 | 0.00478 | 0.01884 | 0.00287 | 149.3894
275 | 305 | 3 | 0.00478 | 0.01884 | 0.00287 | 149.3894
275 | 305 | 4 | 0.00478 | 0.01884 | 0.00287 | 149.3894
275 | 306 | 1 | 0.0139 | 0.05471 | 0.00833 | 149.3894
275 | 306 | 2 | 0.0139 | 0.05471 | 0.00833 | 149.3894
275 | 306 | 3 | 0.0139 | 0.05471 | 0.00833 | 149.3894
275 | 306 | 4 | 0.0139 | 0.05471 | 0.00833 | 149.3894
275 | 307 | 1 | 0.00113 | 0.00741 | 0.14845 | 310.1324
276 | 307 | 1 | 0.00626 | 0.0251 | 0.00368 | 149.3894
276 | 307 | 2 | 0.00626 | 0.0251 | 0.00368 | 149.3894
277 | 285 | 1 | 0.00149 | 0.00544 | 0.07835 | 184.6453
277 | 285 | 2 | 0.00149 | 0.00544 | 0.07835 | 184.6453
277 | 285 | 3 | 0.00149 | 0.00544 | 0.07835 | 184.6453
277 | 285 | 4 | 0.00149 | 0.00544 | 0.07835 | 184.6453
278 | 332 | 1 | 0.01458 | 0.0574 | 0.00874 | 149.3894
278 | 332 | 2 | 0.01458 | 0.0574 | 0.00874 | 149.3894
278 | 332 | 3 | 0.01458 | 0.0574 | 0.00874 | 149.3894
278 | 332 | 4 | 0.01458 | 0.0574 | 0.00874 | 149.3894
279 | 303 | 1 | 0.01849 | 0.07281 | 0.01109 | 149.3894
279 | 304 | 1 | 0.01048 | 0.04125 | 0.00628 | 149.3894
279 | 317 | 1 | 0.00837 | 0.03124 | 0.0053 | 149.3894
280 | 283 | 1 | 0.00144 | 0.00794 | 0.07587 | 207.3525
280 | 283 | 2 | 0.00144 | 0.00794 | 0.07587 | 207.3525
280 | 283 | 3 | 0.00144 | 0.00794 | 0.07587 | 207.3525
280 | 301 | 1 | 0.00154 | 0.01012 | 0.2027 | 310.1324
281 | 282 | 1 | 0.00532 | 0.02133 | 0.00313 | 149.3894
281 | 301 | 1 | 0.00304 | 0.02119 | 0.00346 | 221.0963
282 | 325 | 1 | 0.00239 | 0.00877 | 0.12631 | 184.6453
282 | 325 | 2 | 0.00239 | 0.00877 | 0.12631 | 184.6453
284 | 286 | 1 | 0.02589 | 0.05324 | 0.008 | 97.6011
284 | 316 | 1 | 0.01491 | 0.05568 | 0.00945 | 149.3894
285 | 290 | 1 | 0.00177 | 0.00649 | 0.09349 | 184.6453
285 | 299 | 1 | 0.00136 | 0.00857 | 0.01191 | 207.5516
285 | 299 | 2 | 0.00136 | 0.00857 | 0.01191 | 207.5516
285 | 301 | 1 | 0.00211 | 0.01167 | 0.11156 | 207.3525
285 | 338 | 1 | 0.0129 | 0.05176 | 0.00759 | 149.3894
286 | 313 | 1 | 0.01247 | 0.04909 | 0.00748 | 149.3894
286 | 313 | 2 | 0.01247 | 0.04909 | 0.00748 | 149.3894
286 | 313 | 3 | 0.01247 | 0.04909 | 0.00748 | 149.3894
286 | 314 | 1 | 0.01114 | 0.04469 | 0.00655 | 149.3894
286 | 314 | 2 | 0.01114 | 0.04469 | 0.00655 | 149.3894
286 | 314 | 3 | 0.01114 | 0.04469 | 0.00655 | 149.3894
287 | 317 | 1 | 0.01069 | 0.07302 | 0.01242 | 221.0963
287 | 339 | 1 | 0.00847 | 0.03398 | 0.00498 | 149.3894
287 | 339 | 2 | 0.00847 | 0.03398 | 0.00498 | 149.3894
288 | 289 | 1 | 0.01553 | 0.06115 | 0.00931 | 149.3894
288 | 289 | 2 | 0.01553 | 0.06115 | 0.00931 | 149.3894
288 | 295 | 1 | 0.01816 | 0.06781 | 0.01151 | 149.3894
288 | 304 | 1 | 0.00431 | 0.01727 | 0.00253 | 149.3894
288 | 304 | 2 | 0.00431 | 0.01727 | 0.00253 | 149.3894
289 | 312 | 1 | 0.01277 | 0.05029 | 0.00766 | 149.3894
290 | 338 | 1 | 0.00118 | 0.00798 | 0.15496 | 383.8311
290 | 358 | 1 | 0.00267 | 0.01475 | 0.14099 | 207.3525
290 | 361 | 1 | 0.00507 | 0.01895 | 0.00322 | 149.3894
290 | 361 | 2 | 0.00507 | 0.01895 | 0.00322 | 149.3894
290 | 361 | 3 | 0.00507 | 0.01895 | 0.00322 | 149.3894
290 | 361 | 4 | 0.00507 | 0.01895 | 0.00322 | 149.3894
291 | 292 | 1 | 0.00903 | 0.05835 | 0.01113 | 221.0963
291 | 297 | 1 | 0.01118 | 0.04483 | 0.00657 | 149.3894
291 | 320 | 1 | 0.01627 | 0.06408 | 0.00976 | 149.3894
292 | 333 | 1 | 0.00114 | 0.01078 | 0.01006 | 235.6369
292 | 333 | 2 | 0.00114 | 0.01078 | 0.01006 | 235.6369
292 | 333 | 3 | 0.00114 | 0.01078 | 0.01006 | 235.6369
292 | 333 | 4 | 0.00114 | 0.01078 | 0.01006 | 235.6369
292 | 334 | 1 | 0.00819 | 0.03284 | 0.00482 | 149.3894
292 | 334 | 2 | 0.00819 | 0.03284 | 0.00482 | 149.3894
292 | 334 | 3 | 0.00819 | 0.03284 | 0.00482 | 149.3894
292 | 334 | 4 | 0.00819 | 0.03284 | 0.00482 | 149.3894
293 | 522 | 1 | 0.00559 | 0.02201 | 0.00335 | 149.3894
294 | 445 | 1 | 0.01752 | 0.06541 | 0.0111 | 149.3894
294 | 547 | 1 | 0.01247 | 0.05 | 0.00733 | 149.3894
295 | 296 | 1 | 0.01159 | 0.07486 | 0.01428 | 221.0963
295 | 303 | 1 | 0.01025 | 0.03826 | 0.00649 | 149.3894
296 | 297 | 1 | 0.0089 | 0.03323 | 0.00564 | 149.3894
296 | 297 | 2 | 0.0089 | 0.03323 | 0.00564 | 149.3894
296 | 1476 | 1 | 0.01161 | 0.04657 | 0.00683 | 149.3894
296 | 1476 | 2 | 0.01161 | 0.04657 | 0.00683 | 149.3894
296 | 1476 | 3 | 0.01161 | 0.04657 | 0.00683 | 149.3894
297 | 310 | 1 | 0.0174 | 0.11886 | 0.02022 | 221.0963
298 | 323 | 1 | 0.01932 | 0.07607 | 0.01158 | 149.3894
298 | 534 | 1 | 0.03611 | 0.07425 | 0.01116 | 97.6011
300 | 313 | 1 | 0.00539 | 0.02121 | 0.00323 | 149.3894
300 | 313 | 2 | 0.00539 | 0.02121 | 0.00323 | 149.3894
300 | 342 | 1 | 0.00808 | 0.03183 | 0.00485 | 149.3894
300 | 349 | 1 | 0.01978 | 0.07933 | 0.01163 | 149.3894
300 | 371 | 1 | 0.0119 | 0.04684 | 0.00713 | 149.3894
302 | 518 | 1 | 0.02526 | 0.05194 | 0.0078 | 97.6011
302 | 534 | 1 | 0.02498 | 0.054 | 0.00733 | 97.6011
305 | 339 | 1 | 0.00484 | 0.01906 | 0.0029 | 149.3894
305 | 339 | 2 | 0.00484 | 0.01906 | 0.0029 | 149.3894
305 | 339 | 3 | 0.00484 | 0.01906 | 0.0029 | 149.3894
305 | 339 | 4 | 0.00484 | 0.01906 | 0.0029 | 149.3894
306 | 307 | 1 | 0.00706 | 0.02834 | 0.00416 | 149.3894
306 | 307 | 2 | 0.00706 | 0.02834 | 0.00416 | 149.3894
306 | 307 | 3 | 0.00706 | 0.02834 | 0.00416 | 149.3894
306 | 307 | 4 | 0.00706 | 0.02834 | 0.00416 | 149.3894
308 | 309 | 1 | 0.0159 | 0.0626 | 0.00953 | 149.3894
308 | 502 | 1 | 0.02592 | 0.10203 | 0.01554 | 149.3894
308 | 549 | 1 | 0.03924 | 0.15741 | 0.02308 | 149.3894
309 | 317 | 1 | 0.00478 | 0.0333 | 0.00544 | 221.0963
310 | 318 | 1 | 0.0147 | 0.09491 | 0.01811 | 221.0963
310 | 442 | 1 | 0.01702 | 0.067 | 0.0102 | 149.3894
311 | 448 | 1 | 0.00664 | 0.04623 | 0.00756 | 221.0963
311 | 451 | 1 | 0.00869 | 0.05616 | 0.01071 | 221.0963
312 | 407 | 1 | 0.04313 | 0.16105 | 0.02733 | 149.3894
313 | 315 | 1 | 0.0087 | 0.03248 | 0.00551 | 149.3894
313 | 315 | 2 | 0.0087 | 0.03248 | 0.00551 | 149.3894
314 | 372 | 1 | 0.07853 | 0.16976 | 0.02304 | 97.6011
314 | 409 | 1 | 0.00618 | 0.04224 | 0.00719 | 221.0963
314 | 413 | 1 | 0.02267 | 0.09094 | 0.01334 | 149.3894
314 | 449 | 1 | 0.02682 | 0.10013 | 0.01699 | 149.3894
314 | 449 | 2 | 0.02682 | 0.10013 | 0.01699 | 149.3894
315 | 342 | 1 | 0.00919 | 0.06401 | 0.01046 | 221.0963
315 | 360 | 1 | 0.00952 | 0.03819 | 0.0056 | 149.3894
316 | 450 | 1 | 0.01214 | 0.04534 | 0.00769 | 149.3894
316 | 450 | 2 | 0.01214 | 0.04534 | 0.00769 | 149.3894
318 | 321 | 1 | 0.0161 | 0.0634 | 0.00966 | 149.3894
318 | 321 | 2 | 0.0161 | 0.0634 | 0.00966 | 149.3894
318 | 337 | 1 | 0.01671 | 0.06581 | 0.01002 | 149.3894
318 | 337 | 2 | 0.01671 | 0.06581 | 0.01002 | 149.3894
319 | 328 | 1 | 0.02105 | 0.08443 | 0.01238 | 149.3894
319 | 328 | 2 | 0.02105 | 0.08443 | 0.01238 | 149.3894
319 | 328 | 3 | 0.02105 | 0.08443 | 0.01238 | 149.3894
319 | 328 | 4 | 0.02105 | 0.08443 | 0.01238 | 149.3894
321 | 450 | 1 | 0.01158 | 0.04324 | 0.00734 | 149.3894
322 | 344 | 1 | 0.0239 | 0.09585 | 0.01406 | 149.3894
322 | 361 | 1 | 0.00683 | 0.02688 | 0.00409 | 149.3894
322 | 361 | 2 | 0.00683 | 0.02688 | 0.00409 | 149.3894
322 | 371 | 1 | 0.00416 | 0.02839 | 0.00483 | 221.0963
323 | 510 | 1 | 0.00876 | 0.03448 | 0.00525 | 149.3894
323 | 523 | 1 | 0.01676 | 0.06721 | 0.00986 | 149.3894
324 | 329 | 1 | 0.00587 | 0.0231 | 0.00352 | 149.3894
324 | 330 | 1 | 0.00144 | 0.01358 | 0.01268 | 235.6369
324 | 330 | 2 | 0.00144 | 0.01358 | 0.01268 | 235.6369
324 | 332 | 1 | 0.00119 | 0.00752 | 0.01046 | 207.5516
324 | 332 | 2 | 0.00119 | 0.00752 | 0.01046 | 207.5516
324 | 332 | 3 | 0.00119 | 0.00752 | 0.01046 | 207.5516
324 | 332 | 4 | 0.00119 | 0.00752 | 0.01046 | 207.5516
325 | 326 | 1 | 0.00153 | 0.00846 | 0.08088 | 207.3525
325 | 326 | 2 | 0.00153 | 0.00846 | 0.08088 | 207.3525
325 | 326 | 3 | 0.00153 | 0.00846 | 0.08088 | 207.3525
325 | 326 | 4 | 0.00153 | 0.00846 | 0.08088 | 207.3525
325 | 331 | 1 | 0.00509 | 0.02004 | 0.00305 | 149.3894
325 | 331 | 2 | 0.00509 | 0.02004 | 0.00305 | 149.3894
326 | 330 | 1 | 0.00136 | 0.01428 | 0.17918 | 367.8963
326 | 333 | 1 | 0.00127 | 0.01199 | 0.01119 | 235.6369
326 | 333 | 2 | 0.00127 | 0.01199 | 0.01119 | 235.6369
326 | 333 | 3 | 0.00127 | 0.01199 | 0.01119 | 235.6369
326 | 333 | 4 | 0.00127 | 0.01199 | 0.01119 | 235.6369
327 | 328 | 1 | 0.0131 | 0.04891 | 0.0083 | 149.3894
327 | 335 | 1 | 0.00615 | 0.02466 | 0.00362 | 149.3894
327 | 337 | 1 | 0.00545 | 0.0372 | 0.00633 | 221.0963
328 | 337 | 1 | 0.00647 | 0.02547 | 0.00388 | 149.3894
328 | 337 | 2 | 0.00647 | 0.02547 | 0.00388 | 149.3894
328 | 354 | 1 | 0.02478 | 0.16926 | 0.0288 | 221.0963
329 | 333 | 1 | 0.00149 | 0.00823 | 0.07864 | 207.3525
329 | 334 | 1 | 0.0109 | 0.04292 | 0.00654 | 149.3894
329 | 334 | 2 | 0.0109 | 0.04292 | 0.00654 | 149.3894
330 | 338 | 1 | 0.00095 | 0.00983 | 0.12586 | 321.8843
330 | 358 | 1 | 0.01252 | 0.0502 | 0.00736 | 149.3894
331 | 343 | 1 | 0.01658 | 0.0341 | 0.00512 | 97.6011
332 | 334 | 1 | 0.00902 | 0.03617 | 0.0053 | 149.3894
332 | 334 | 2 | 0.00902 | 0.03617 | 0.0053 | 149.3894
333 | 336 | 1 | 0.00135 | 0.00745 | 0.07123 | 207.3525
333 | 336 | 2 | 0.00135 | 0.00745 | 0.07123 | 207.3525
333 | 336 | 3 | 0.00135 | 0.00745 | 0.07123 | 207.3525
333 | 336 | 4 | 0.00135 | 0.00745 | 0.07123 | 207.3525
335 | 337 | 1 | 0.01108 | 0.04138 | 0.00702 | 149.3894
335 | 341 | 1 | 0.00497 | 0.0321 | 0.00612 | 221.0963
337 | 342 | 1 | 0.0072 | 0.02689 | 0.00456 | 149.3894
337 | 342 | 2 | 0.0072 | 0.02689 | 0.00456 | 149.3894
338 | 343 | 1 | 0.00472 | 0.01859 | 0.00283 | 149.3894
341 | 361 | 1 | 0.00446 | 0.03048 | 0.00519 | 221.0963
344 | 345 | 1 | 0.00436 | 0.01748 | 0.00256 | 149.3894
344 | 362 | 1 | 0.0146 | 0.05857 | 0.00859 | 149.3894
344 | 362 | 2 | 0.0146 | 0.05857 | 0.00859 | 149.3894
345 | 354 | 1 | 0.02601 | 0.09713 | 0.01648 | 149.3894
345 | 369 | 1 | 0.01027 | 0.03836 | 0.00651 | 149.3894
346 | 347 | 1 | 0.00635 | 0.02372 | 0.00403 | 149.3894
346 | 350 | 1 | 0.00783 | 0.02925 | 0.00496 | 149.3894
346 | 353 | 1 | 0.0326 | 0.12172 | 0.02065 | 149.3894
348 | 372 | 1 | 0.03792 | 0.07796 | 0.01172 | 97.6011
348 | 377 | 1 | 0.01001 | 0.04015 | 0.00589 | 149.3894
349 | 371 | 1 | 0.00579 | 0.03953 | 0.00673 | 221.0963
350 | 368 | 1 | 0.01008 | 0.0397 | 0.00605 | 149.3894
351 | 352 | 1 | 0.01218 | 0.04887 | 0.00717 | 149.3894
351 | 392 | 1 | 0.01695 | 0.06799 | 0.00997 | 149.3894
352 | 413 | 1 | 0.03941 | 0.08671 | 0.01135 | 97.6011
353 | 378 | 1 | 0.00686 | 0.02751 | 0.00403 | 149.3894
354 | 355 | 1 | 0.02261 | 0.08904 | 0.01356 | 149.3894
355 | 356 | 1 | 0.01498 | 0.05592 | 0.00949 | 149.3894
355 | 366 | 1 | 0.01308 | 0.0515 | 0.00784 | 149.3894
355 | 372 | 1 | 0.00725 | 0.02909 | 0.00427 | 149.3894
356 | 364 | 1 | 0.01533 | 0.05725 | 0.00972 | 149.3894
357 | 359 | 1 | 0.03034 | 0.12168 | 0.01784 | 149.3894
357 | 363 | 1 | 0.00543 | 0.02139 | 0.00326 | 149.3894
360 | 369 | 1 | 0.00942 | 0.03711 | 0.00565 | 149.3894
362 | 375 | 1 | 0.01113 | 0.04382 | 0.00667 | 149.3894
362 | 375 | 2 | 0.01113 | 0.04382 | 0.00667 | 149.3894
363 | 366 | 1 | 0.00595 | 0.02342 | 0.00357 | 149.3894
363 | 366 | 2 | 0.00595 | 0.02342 | 0.00357 | 149.3894
363 | 366 | 3 | 0.00595 | 0.02342 | 0.00357 | 149.3894
363 | 379 | 1 | 0.01799 | 0.06716 | 0.0114 | 149.3894
363 | 379 | 2 | 0.01799 | 0.06716 | 0.0114 | 149.3894
364 | 392 | 1 | 0.04152 | 0.16655 | 0.02442 | 149.3894
365 | 366 | 1 | 0.00828 | 0.03323 | 0.00487 | 149.3894
365 | 366 | 2 | 0.00828 | 0.03323 | 0.00487 | 149.3894
365 | 366 | 3 | 0.00828 | 0.03323 | 0.00487 | 149.3894
365 | 1499 | 1 | 0.00589 | 0.02318 | 0.00353 | 149.3894
365 | 1499 | 2 | 0.00589 | 0.02318 | 0.00353 | 149.3894
367 | 370 | 1 | 0.01783 | 0.06656 | 0.0113 | 149.3894
367 | 374 | 1 | 0.01705 | 0.06368 | 0.01081 | 149.3894
368 | 378 | 1 | 0.00921 | 0.03695 | 0.00542 | 149.3894
368 | 378 | 2 | 0.00921 | 0.03695 | 0.00542 | 149.3894
370 | 381 | 1 | 0.04108 | 0.16172 | 0.02463 | 149.3894
373 | 380 | 1 | 0.01439 | 0.03166 | 0.00415 | 97.6011
374 | 377 | 1 | 0.03131 | 0.12557 | 0.01841 | 149.3894
375 | 379 | 1 | 0.01026 | 0.04114 | 0.00603 | 149.3894
375 | 379 | 2 | 0.01026 | 0.04114 | 0.00603 | 149.3894
376 | 380 | 1 | 0.01691 | 0.06781 | 0.00994 | 149.3894
378 | 380 | 1 | 0.02611 | 0.0975 | 0.01655 | 149.3894
378 | 380 | 2 | 0.02611 | 0.0975 | 0.01655 | 149.3894
381 | 383 | 1 | 0.00357 | 0.02305 | 0.0044 | 221.0963
381 | 384 | 1 | 0.00467 | 0.01839 | 0.0028 | 149.3894
382 | 387 | 1 | 0.02015 | 0.08081 | 0.01185 | 149.3894
382 | 391 | 1 | 0.02543 | 0.17369 | 0.02955 | 221.0963
382 | 400 | 1 | 0.00544 | 0.03511 | 0.0067 | 221.0963
383 | 394 | 1 | 0.0157 | 0.05863 | 0.00995 | 149.3894
383 | 394 | 2 | 0.0157 | 0.05863 | 0.00995 | 149.3894
384 | 385 | 1 | 0.00385 | 0.0263 | 0.00447 | 221.0963
384 | 389 | 1 | 0.0334 | 0.13149 | 0.02003 | 149.3894
384 | 389 | 2 | 0.0334 | 0.13149 | 0.02003 | 149.3894
385 | 393 | 1 | 0.02224 | 0.08754 | 0.01333 | 149.3894
385 | 401 | 1 | 0.00668 | 0.04315 | 0.00823 | 221.0963
386 | 395 | 1 | 0.01493 | 0.05876 | 0.00895 | 149.3894
386 | 399 | 1 | 0.01882 | 0.0741 | 0.01129 | 149.3894
387 | 398 | 1 | 0.03727 | 0.14947 | 0.02192 | 149.3894
388 | 400 | 1 | 0.00487 | 0.0339 | 0.00554 | 221.0963
388 | 1499 | 1 | 0.03631 | 0.23452 | 0.04474 | 221.0963
389 | 391 | 1 | 0.00423 | 0.02949 | 0.00482 | 221.0963
389 | 394 | 1 | 0.01849 | 0.06902 | 0.01171 | 149.3894
389 | 394 | 2 | 0.01849 | 0.06902 | 0.01171 | 149.3894
390 | 396 | 1 | 0.00762 | 0.03058 | 0.00448 | 149.3894
390 | 402 | 1 | 0.02686 | 0.1003 | 0.01702 | 149.3894
390 | 1310 | 1 | 0.02269 | 0.09101 | 0.01334 | 149.3894
392 | 401 | 1 | 0.02366 | 0.08833 | 0.01499 | 149.3894
393 | 402 | 1 | 0.03677 | 0.14475 | 0.02204 | 149.3894
395 | 397 | 1 | 0.0259 | 0.0967 | 0.01641 | 149.3894
396 | 404 | 1 | 0.01504 | 0.05614 | 0.00953 | 149.3894
396 | 1310 | 1 | 0.03013 | 0.0663 | 0.00868 | 97.6011
397 | 1338 | 1 | 0.07206 | 0.26904 | 0.04566 | 149.3894
398 | 1291 | 1 | 0.02959 | 0.11047 | 0.01875 | 149.3894
399 | 405 | 1 | 0.02611 | 0.09748 | 0.01654 | 149.3894
399 | 1473 | 1 | 0.02105 | 0.0463 | 0.00606 | 97.6011
401 | 1473 | 1 | 0.02419 | 0.09031 | 0.01532 | 149.3894
403 | 1282 | 1 | 0.04101 | 0.16448 | 0.02412 | 149.3894
403 | 1500 | 1 | 0.01209 | 0.04514 | 0.00766 | 149.3894
404 | 1334 | 1 | 0.01853 | 0.07296 | 0.01111 | 149.3894
405 | 413 | 1 | 0.0499 | 0.20014 | 0.02935 | 149.3894
406 | 407 | 1 | 0.00632 | 0.02535 | 0.00372 | 149.3894
406 | 415 | 1 | 0.02693 | 0.05926 | 0.00776 | 97.6011
407 | 423 | 1 | 0.01666 | 0.0656 | 0.00999 | 149.3894
407 | 423 | 2 | 0.01666 | 0.0656 | 0.00999 | 149.3894
408 | 425 | 1 | 0.08717 | 0.19177 | 0.02511 | 97.6011
408 | 446 | 1 | 0.02071 | 0.08155 | 0.01242 | 149.3894
409 | 432 | 1 | 0.02708 | 0.10863 | 0.01593 | 149.3894
410 | 426 | 1 | 0.02116 | 0.08486 | 0.01244 | 149.3894
410 | 1442 | 1 | 0.0023 | 0.00907 | 0.00138 | 149.3894
411 | 437 | 1 | 0.04324 | 0.17023 | 0.02592 | 149.3894
411 | 444 | 1 | 0.016 | 0.06298 | 0.00959 | 149.3894
412 | 446 | 1 | 0.04288 | 0.17201 | 0.02522 | 149.3894
412 | 1321 | 1 | 0.04827 | 0.18024 | 0.03059 | 149.3894
414 | 419 | 1 | 0.01567 | 0.06285 | 0.00922 | 149.3894
414 | 443 | 1 | 0.0068 | 0.04645 | 0.0079 | 221.0963
414 | 557 | 1 | 0.01243 | 0.04893 | 0.00745 | 149.3894
414 | 580 | 1 | 0.01266 | 0.04728 | 0.00802 | 149.3894
415 | 445 | 1 | 0.01707 | 0.0351 | 0.00527 | 97.6011
416 | 429 | 1 | 0.01915 | 0.03937 | 0.00592 | 97.6011
416 | 441 | 1 | 0.02965 | 0.06409 | 0.0087 | 97.6011
417 | 421 | 1 | 0.03639 | 0.13586 | 0.02305 | 149.3894
417 | 430 | 1 | 0.01317 | 0.05281 | 0.00774 | 149.3894
417 | 431 | 1 | 0.01747 | 0.06877 | 0.01047 | 149.3894
418 | 429 | 1 | 0.02933 | 0.11763 | 0.01725 | 149.3894
418 | 439 | 1 | 0.01395 | 0.05594 | 0.0082 | 149.3894
419 | 469 | 1 | 0.03866 | 0.15507 | 0.02274 | 149.3894
420 | 441 | 1 | 0.01799 | 0.06718 | 0.0114 | 149.3894
420 | 1358 | 1 | 0.04979 | 0.19605 | 0.02986 | 149.3894
421 | 423 | 1 | 0.01826 | 0.07326 | 0.01074 | 149.3894
421 | 423 | 2 | 0.01826 | 0.07326 | 0.01074 | 149.3894
422 | 429 | 1 | 0.01649 | 0.06614 | 0.0097 | 149.3894
422 | 1472 | 1 | 0.00703 | 0.02767 | 0.00421 | 149.3894
424 | 438 | 1 | 0.00591 | 0.02368 | 0.00347 | 149.3894
425 | 440 | 1 | 0.04629 | 0.18566 | 0.02722 | 149.3894
425 | 451 | 1 | 0.02407 | 0.09653 | 0.01415 | 149.3894
426 | 446 | 1 | 0.01144 | 0.04504 | 0.00686 | 149.3894
427 | 430 | 1 | 0.0063 | 0.02528 | 0.00371 | 149.3894
427 | 484 | 1 | 0.01848 | 0.03995 | 0.00542 | 97.6011
428 | 448 | 1 | 0.00926 | 0.06449 | 0.01054 | 221.0963
431 | 485 | 1 | 0.0699 | 0.15109 | 0.0205 | 97.6011
431 | 520 | 1 | 0.01259 | 0.04702 | 0.00798 | 149.3894
432 | 433 | 1 | 0.01596 | 0.06283 | 0.00957 | 149.3894
433 | 434 | 1 | 0.00967 | 0.03808 | 0.0058 | 149.3894
433 | 434 | 2 | 0.00967 | 0.03808 | 0.0058 | 149.3894
433 | 434 | 3 | 0.00967 | 0.03808 | 0.0058 | 149.3894
433 | 449 | 1 | 0.0352 | 0.13861 | 0.02111 | 149.3894
433 | 449 | 2 | 0.0352 | 0.13861 | 0.02111 | 149.3894
434 | 447 | 1 | 0.03296 | 0.22961 | 0.03753 | 221.0963
435 | 436 | 1 | 0.0327 | 0.12209 | 0.02072 | 149.3894
435 | 445 | 1 | 0.01662 | 0.06542 | 0.00996 | 149.3894
436 | 1472 | 1 | 0.01174 | 0.0471 | 0.00691 | 149.3894
437 | 438 | 1 | 0.03531 | 0.13183 | 0.02237 | 149.3894
438 | 440 | 1 | 0.00816 | 0.03275 | 0.0048 | 149.3894
439 | 1309 | 1 | 0.01194 | 0.0446 | 0.00757 | 149.3894
442 | 444 | 1 | 0.04978 | 0.10762 | 0.0146 | 97.6011
443 | 580 | 1 | 0.00618 | 0.0422 | 0.00718 | 221.0963
446 | 452 | 1 | 0.02398 | 0.0944 | 0.01438 | 149.3894
450 | 451 | 1 | 0.00566 | 0.03864 | 0.00657 | 221.0963
452 | 1328 | 1 | 0.04256 | 0.16756 | 0.02552 | 149.3894
453 | 456 | 1 | 0.00887 | 0.03312 | 0.00562 | 149.3894
453 | 460 | 1 | 0.01162 | 0.04662 | 0.00684 | 149.3894
453 | 460 | 2 | 0.01162 | 0.04662 | 0.00684 | 149.3894
454 | 455 | 1 | 0.00438 | 0.01758 | 0.00258 | 149.3894
454 | 456 | 1 | 0.00453 | 0.0169 | 0.00287 | 149.3894
455 | 494 | 1 | 0.01014 | 0.03788 | 0.00643 | 149.3894
455 | 494 | 2 | 0.01014 | 0.03788 | 0.00643 | 149.3894
456 | 458 | 1 | 0.01106 | 0.04434 | 0.0065 | 149.3894
456 | 480 | 1 | 0.01046 | 0.04197 | 0.00615 | 149.3894
456 | 487 | 1 | 0.01676 | 0.066 | 0.01005 | 149.3894
456 | 489 | 1 | 0.02337 | 0.092 | 0.01401 | 149.3894
457 | 463 | 1 | 0.01064 | 0.04268 | 0.00626 | 149.3894
457 | 468 | 1 | 0.01633 | 0.03592 | 0.0047 | 97.6011
457 | 470 | 1 | 0.00847 | 0.03398 | 0.00498 | 149.3894
458 | 477 | 1 | 0.01099 | 0.04102 | 0.00696 | 149.3894
458 | 482 | 1 | 0.02333 | 0.08712 | 0.01478 | 149.3894
459 | 461 | 1 | 0.01954 | 0.07836 | 0.01149 | 149.3894
459 | 470 | 1 | 0.01854 | 0.07435 | 0.0109 | 149.3894
460 | 487 | 1 | 0.02175 | 0.04702 | 0.00638 | 97.6011
460 | 540 | 1 | 0.02959 | 0.11868 | 0.0174 | 149.3894
460 | 540 | 2 | 0.02959 | 0.11868 | 0.0174 | 149.3894
461 | 488 | 1 | 0.03487 | 0.07671 | 0.01004 | 97.6011
461 | 503 | 1 | 0.03144 | 0.12611 | 0.01849 | 149.3894
462 | 473 | 1 | 0.02427 | 0.04991 | 0.0075 | 97.6011
462 | 577 | 1 | 0.03259 | 0.1283 | 0.01954 | 149.3894
462 | 577 | 2 | 0.03259 | 0.1283 | 0.01954 | 149.3894
463 | 492 | 1 | 0.01787 | 0.07037 | 0.01072 | 149.3894
464 | 494 | 1 | 0.00838 | 0.0313 | 0.00531 | 149.3894
464 | 527 | 1 | 0.01479 | 0.05822 | 0.00887 | 149.3894
465 | 485 | 1 | 0.00899 | 0.03356 | 0.00569 | 149.3894
465 | 495 | 1 | 0.01791 | 0.12479 | 0.0204 | 221.0963
465 | 589 | 1 | 0.03479 | 0.12988 | 0.02204 | 149.3894
466 | 471 | 1 | 0.03203 | 0.06585 | 0.0099 | 97.6011
466 | 1150 | 1 | 0.01859 | 0.03823 | 0.00574 | 97.6011
467 | 476 | 1 | 0.02668 | 0.10703 | 0.01569 | 149.3894
467 | 495 | 1 | 0.00342 | 0.02334 | 0.00397 | 221.0963
468 | 491 | 1 | 0.02382 | 0.04898 | 0.00736 | 97.6011
469 | 484 | 1 | 0.02603 | 0.05726 | 0.0075 | 97.6011
469 | 485 | 1 | 0.01645 | 0.06598 | 0.00968 | 149.3894
470 | 480 | 1 | 0.0075 | 0.02799 | 0.00475 | 149.3894
471 | 1146 | 1 | 0.03808 | 0.08231 | 0.01117 | 97.6011
472 | 511 | 1 | 0.01336 | 0.05357 | 0.00786 | 149.3894
472 | 520 | 1 | 0.03283 | 0.12257 | 0.0208 | 149.3894
473 | 474 | 1 | 0.02118 | 0.08497 | 0.01246 | 149.3894
473 | 474 | 2 | 0.02118 | 0.08497 | 0.01246 | 149.3894
473 | 479 | 1 | 0.01979 | 0.07389 | 0.01254 | 149.3894
473 | 479 | 2 | 0.01979 | 0.07389 | 0.01254 | 149.3894
473 | 1128 | 1 | 0.00838 | 0.05726 | 0.00974 | 221.0963
474 | 477 | 1 | 0.00617 | 0.04299 | 0.00703 | 221.0963
474 | 489 | 1 | 0.02251 | 0.08864 | 0.0135 | 149.3894
475 | 478 | 1 | 0.00692 | 0.02777 | 0.00407 | 149.3894
475 | 478 | 2 | 0.00692 | 0.02777 | 0.00407 | 149.3894
475 | 490 | 1 | 0.05063 | 0.1041 | 0.01564 | 97.6011
476 | 477 | 1 | 0.00876 | 0.03269 | 0.00555 | 149.3894
476 | 555 | 1 | 0.04601 | 0.17178 | 0.02915 | 149.3894
478 | 1125 | 1 | 0.02821 | 0.10534 | 0.01788 | 149.3894
478 | 1125 | 2 | 0.02821 | 0.10534 | 0.01788 | 149.3894
478 | 1128 | 1 | 0.00602 | 0.04195 | 0.00686 | 221.0963
479 | 577 | 1 | 0.01712 | 0.06866 | 0.01007 | 149.3894
479 | 1127 | 1 | 0.02857 | 0.10668 | 0.0181 | 149.3894
479 | 1127 | 2 | 0.02857 | 0.10668 | 0.0181 | 149.3894
480 | 1145 | 1 | 0.06637 | 0.14348 | 0.01947 | 97.6011
481 | 486 | 1 | 0.02847 | 0.05854 | 0.0088 | 97.6011
481 | 832 | 1 | 0.03699 | 0.07606 | 0.01143 | 97.6011
482 | 494 | 1 | 0.0129 | 0.05173 | 0.00759 | 149.3894
483 | 495 | 1 | 0.03154 | 0.06485 | 0.00974 | 97.6011
483 | 528 | 1 | 0.02354 | 0.05089 | 0.00691 | 97.6011
485 | 495 | 1 | 0.02682 | 0.10558 | 0.01608 | 149.3894
486 | 1493 | 1 | 0.00875 | 0.03444 | 0.00524 | 149.3894
487 | 488 | 1 | 0.02542 | 0.09492 | 0.01611 | 149.3894
488 | 540 | 1 | 0.01569 | 0.0586 | 0.00994 | 149.3894
490 | 1150 | 1 | 0.04123 | 0.08914 | 0.0121 | 97.6011
491 | 1135 | 1 | 0.01057 | 0.04238 | 0.00621 | 149.3894
491 | 1151 | 1 | 0.02448 | 0.05032 | 0.00756 | 97.6011
492 | 493 | 1 | 0.01937 | 0.04261 | 0.00558 | 97.6011
492 | 1493 | 1 | 0.01027 | 0.04045 | 0.00616 | 149.3894
493 | 836 | 1 | 0.06915 | 0.15213 | 0.01992 | 97.6011
494 | 504 | 1 | 0.0141 | 0.05552 | 0.00845 | 149.3894
496 | 505 | 1 | 0.02346 | 0.05161 | 0.00676 | 97.6011
496 | 537 | 1 | 0.02057 | 0.04448 | 0.00604 | 97.6011
497 | 548 | 1 | 0.01222 | 0.04901 | 0.00719 | 149.3894
497 | 1452 | 1 | 0.0109 | 0.04373 | 0.00641 | 149.3894
498 | 500 | 1 | 0.00849 | 0.03171 | 0.00538 | 149.3894
498 | 500 | 2 | 0.00849 | 0.03171 | 0.00538 | 149.3894
499 | 516 | 1 | 0.072 | 0.15564 | 0.02112 | 97.6011
499 | 525 | 1 | 0.00808 | 0.03181 | 0.00484 | 149.3894
500 | 515 | 1 | 0.01024 | 0.04032 | 0.00614 | 149.3894
500 | 515 | 2 | 0.01024 | 0.04032 | 0.00614 | 149.3894
501 | 549 | 1 | 0.01473 | 0.05798 | 0.00883 | 149.3894
502 | 505 | 1 | 0.01393 | 0.02864 | 0.0043 | 97.6011
502 | 521 | 1 | 0.00732 | 0.02884 | 0.00439 | 149.3894
503 | 524 | 1 | 0.01431 | 0.05738 | 0.00841 | 149.3894
504 | 526 | 1 | 0.00329 | 0.02247 | 0.00382 | 221.0963
506 | 527 | 1 | 0.01102 | 0.04422 | 0.00648 | 149.3894
506 | 543 | 1 | 0.00608 | 0.02438 | 0.00357 | 149.3894
507 | 514 | 1 | 0.01985 | 0.07816 | 0.0119 | 149.3894
507 | 535 | 1 | 0.03175 | 0.12736 | 0.01868 | 149.3894
507 | 555 | 1 | 0.01607 | 0.06328 | 0.00964 | 149.3894
508 | 532 | 1 | 0.01583 | 0.05909 | 0.01003 | 149.3894
508 | 546 | 1 | 0.01472 | 0.05495 | 0.00932 | 149.3894
509 | 538 | 1 | 0.00931 | 0.03667 | 0.00559 | 149.3894
509 | 544 | 1 | 0.00935 | 0.03682 | 0.00561 | 149.3894
511 | 532 | 1 | 0.01554 | 0.0612 | 0.00932 | 149.3894
512 | 528 | 1 | 0.01079 | 0.04247 | 0.00647 | 149.3894
512 | 546 | 1 | 0.01155 | 0.04311 | 0.00732 | 149.3894
513 | 519 | 1 | 0.01205 | 0.04746 | 0.00723 | 149.3894
513 | 539 | 1 | 0.00823 | 0.03303 | 0.00484 | 149.3894
514 | 525 | 1 | 0.00606 | 0.0243 | 0.00356 | 149.3894
514 | 531 | 1 | 0.02484 | 0.0978 | 0.01489 | 149.3894
515 | 521 | 1 | 0.00698 | 0.02748 | 0.00419 | 149.3894
517 | 526 | 1 | 0.00495 | 0.01949 | 0.00297 | 149.3894
517 | 526 | 2 | 0.00495 | 0.01949 | 0.00297 | 149.3894
517 | 552 | 1 | 0.01731 | 0.06944 | 0.01018 | 149.3894
517 | 552 | 2 | 0.01731 | 0.06944 | 0.01018 | 149.3894
517 | 553 | 1 | 0.00494 | 0.03377 | 0.00575 | 221.0963
518 | 537 | 1 | 0.03956 | 0.08551 | 0.0116 | 97.6011
519 | 536 | 1 | 0.01122 | 0.04418 | 0.00673 | 149.3894
521 | 522 | 1 | 0.01835 | 0.06853 | 0.01163 | 149.3894
521 | 529 | 1 | 0.00607 | 0.02265 | 0.00384 | 149.3894
523 | 535 | 1 | 0.01245 | 0.04903 | 0.00747 | 149.3894
524 | 545 | 1 | 0.0113 | 0.04532 | 0.00665 | 149.3894
525 | 536 | 1 | 0.00951 | 0.03552 | 0.00603 | 149.3894
525 | 548 | 1 | 0.01472 | 0.03183 | 0.00432 | 97.6011
530 | 540 | 1 | 0.01122 | 0.04501 | 0.0066 | 149.3894
530 | 542 | 1 | 0.01342 | 0.05285 | 0.00805 | 149.3894
531 | 553 | 1 | 0.02361 | 0.09471 | 0.01389 | 149.3894
532 | 547 | 1 | 0.01566 | 0.05846 | 0.00992 | 149.3894
533 | 544 | 1 | 0.00692 | 0.04731 | 0.00805 | 221.0963
536 | 537 | 1 | 0.01145 | 0.04274 | 0.00725 | 149.3894
538 | 541 | 1 | 0.06466 | 0.13978 | 0.01897 | 97.6011
542 | 543 | 1 | 0.01206 | 0.04748 | 0.00723 | 149.3894
544 | 550 | 1 | 0.00673 | 0.04347 | 0.00829 | 221.0963
549 | 1452 | 1 | 0.01705 | 0.03505 | 0.00527 | 97.6011
551 | 552 | 1 | 0.0048 | 0.031 | 0.00591 | 221.0963
551 | 554 | 1 | 0.00856 | 0.03371 | 0.00513 | 149.3894
551 | 554 | 2 | 0.00856 | 0.03371 | 0.00513 | 149.3894
551 | 555 | 1 | 0.00764 | 0.03006 | 0.00458 | 149.3894
552 | 554 | 1 | 0.00929 | 0.03468 | 0.00588 | 149.3894
552 | 554 | 2 | 0.00929 | 0.03468 | 0.00588 | 149.3894
552 | 554 | 3 | 0.00929 | 0.03468 | 0.00588 | 149.3894
556 | 557 | 1 | 0.00959 | 0.03847 | 0.00564 | 149.3894
556 | 560 | 1 | 0.01013 | 0.04063 | 0.00596 | 149.3894
556 | 1333 | 1 | 0.05529 | 0.22175 | 0.03252 | 149.3894
557 | 602 | 1 | 0.0119 | 0.04771 | 0.007 | 149.3894
558 | 1179 | 1 | 0.04097 | 0.15296 | 0.02596 | 149.3894
559 | 586 | 1 | 0.02135 | 0.08563 | 0.01256 | 149.3894
559 | 594 | 1 | 0.0136 | 0.05353 | 0.00815 | 149.3894
560 | 563 | 1 | 0.01751 | 0.06893 | 0.0105 | 149.3894
560 | 596 | 1 | 0.01254 | 0.04681 | 0.00794 | 149.3894
561 | 600 | 1 | 0.0555 | 0.20721 | 0.03516 | 149.3894
561 | 1127 | 1 | 0.00775 | 0.02895 | 0.00491 | 149.3894
561 | 1159 | 1 | 0.02907 | 0.10853 | 0.01842 | 149.3894
562 | 568 | 1 | 0.03361 | 0.1255 | 0.0213 | 149.3894
562 | 581 | 1 | 0.01882 | 0.07412 | 0.01129 | 149.3894
562 | 600 | 1 | 0.02059 | 0.07687 | 0.01304 | 149.3894
563 | 592 | 1 | 0.01938 | 0.07774 | 0.0114 | 149.3894
564 | 567 | 1 | 0.01898 | 0.07086 | 0.01202 | 149.3894
564 | 1318 | 1 | 0.03203 | 0.11959 | 0.02029 | 149.3894
565 | 1127 | 1 | 0.02194 | 0.14985 | 0.0255 | 221.0963
565 | 1159 | 1 | 0.0185 | 0.0742 | 0.01088 | 149.3894
566 | 595 | 1 | 0.03092 | 0.06358 | 0.00955 | 97.6011
566 | 599 | 1 | 0.02975 | 0.06546 | 0.00857 | 97.6011
567 | 598 | 1 | 0.02897 | 0.06262 | 0.0085 | 97.6011
568 | 573 | 1 | 0.01002 | 0.03741 | 0.00635 | 149.3894
568 | 576 | 1 | 0.0106 | 0.04253 | 0.00624 | 149.3894
568 | 584 | 1 | 0.01095 | 0.04391 | 0.00644 | 149.3894
569 | 624 | 1 | 0.04095 | 0.08852 | 0.01201 | 97.6011
570 | 582 | 1 | 0.02014 | 0.08078 | 0.01185 | 149.3894
570 | 613 | 1 | 0.03886 | 0.15586 | 0.02285 | 149.3894
571 | 582 | 1 | 0.11924 | 0.25776 | 0.03498 | 97.6011
571 | 588 | 1 | 0.00733 | 0.02888 | 0.0044 | 149.3894
571 | 600 | 1 | 0.0092 | 0.03692 | 0.00541 | 149.3894
572 | 595 | 1 | 0.03258 | 0.12826 | 0.01953 | 149.3894
572 | 1466 | 1 | 0.00564 | 0.0222 | 0.00338 | 149.3894
573 | 597 | 1 | 0.03089 | 0.1239 | 0.01817 | 149.3894
574 | 578 | 1 | 0.01379 | 0.05428 | 0.00827 | 149.3894
574 | 582 | 1 | 0.02299 | 0.08583 | 0.01457 | 149.3894
574 | 1148 | 1 | 0.0512 | 0.20536 | 0.03011 | 149.3894
575 | 593 | 1 | 0.0198 | 0.07796 | 0.01187 | 149.3894
575 | 1237 | 1 | 0.11233 | 0.23096 | 0.03471 | 97.6011
576 | 590 | 1 | 0.03653 | 0.13641 | 0.02315 | 149.3894
576 | 592 | 1 | 0.02797 | 0.05751 | 0.00864 | 97.6011
577 | 1466 | 1 | 0.01369 | 0.05113 | 0.00868 | 149.3894
577 | 1466 | 2 | 0.01369 | 0.05113 | 0.00868 | 149.3894
578 | 925 | 1 | 0.05574 | 0.21946 | 0.03342 | 149.3894
579 | 588 | 1 | 0.03036 | 0.12178 | 0.01786 | 149.3894
579 | 1138 | 1 | 0.02302 | 0.09064 | 0.0138 | 149.3894
580 | 1313 | 1 | 0.05591 | 0.20874 | 0.03542 | 149.3894
580 | 1313 | 2 | 0.05591 | 0.20874 | 0.03542 | 149.3894
583 | 594 | 1 | 0.01528 | 0.05707 | 0.00968 | 149.3894
583 | 606 | 1 | 0.01276 | 0.0512 | 0.00751 | 149.3894
583 | 623 | 1 | 0.01644 | 0.06593 | 0.00967 | 149.3894
584 | 587 | 1 | 0.02042 | 0.07624 | 0.01294 | 149.3894
584 | 624 | 1 | 0.07501 | 0.16502 | 0.02161 | 97.6011
585 | 589 | 1 | 0.01608 | 0.06449 | 0.00946 | 149.3894
585 | 602 | 1 | 0.01281 | 0.04784 | 0.00812 | 149.3894
586 | 610 | 1 | 0.01805 | 0.03901 | 0.00529 | 97.6011
586 | 1465 | 1 | 0.03252 | 0.13045 | 0.01913 | 149.3894
587 | 594 | 1 | 0.01416 | 0.05678 | 0.00833 | 149.3894
587 | 601 | 1 | 0.02698 | 0.10823 | 0.01587 | 149.3894
588 | 599 | 1 | 0.02238 | 0.04837 | 0.00656 | 97.6011
590 | 591 | 1 | 0.02712 | 0.05966 | 0.00781 | 97.6011
590 | 595 | 1 | 0.02207 | 0.08851 | 0.01298 | 149.3894
591 | 596 | 1 | 0.06002 | 0.1234 | 0.01854 | 97.6011
592 | 601 | 1 | 0.02233 | 0.08338 | 0.01415 | 149.3894
593 | 621 | 1 | 0.03932 | 0.15773 | 0.02313 | 149.3894
596 | 598 | 1 | 0.02299 | 0.08582 | 0.01456 | 149.3894
597 | 598 | 1 | 0.01294 | 0.0519 | 0.00761 | 149.3894
597 | 1352 | 1 | 0.02428 | 0.09559 | 0.01456 | 149.3894
603 | 611 | 1 | 0.00917 | 0.03676 | 0.00539 | 149.3894
603 | 611 | 2 | 0.00917 | 0.03676 | 0.00539 | 149.3894
603 | 626 | 1 | 0.01949 | 0.07277 | 0.01235 | 149.3894
604 | 606 | 1 | 0.01819 | 0.04003 | 0.00524 | 97.6011
604 | 607 | 1 | 0.00565 | 0.02109 | 0.00358 | 149.3894
604 | 616 | 1 | 0.04569 | 0.10052 | 0.01316 | 97.6011
605 | 607 | 1 | 0.01426 | 0.05613 | 0.00855 | 149.3894
606 | 626 | 1 | 0.03854 | 0.15174 | 0.02311 | 149.3894
608 | 609 | 1 | 0.02928 | 0.11742 | 0.01722 | 149.3894
608 | 617 | 1 | 0.02246 | 0.08385 | 0.01423 | 149.3894
609 | 1379 | 1 | 0.0468 | 0.18771 | 0.02753 | 149.3894
609 | 1477 | 1 | 0.01889 | 0.07054 | 0.01197 | 149.3894
610 | 619 | 1 | 0.04974 | 0.10752 | 0.01459 | 97.6011
610 | 623 | 1 | 0.02521 | 0.05183 | 0.00779 | 97.6011
612 | 615 | 1 | 0.02046 | 0.07641 | 0.01297 | 149.3894
612 | 625 | 1 | 0.02838 | 0.11382 | 0.01669 | 149.3894
613 | 621 | 1 | 0.0411 | 0.1618 | 0.02464 | 149.3894
613 | 1488 | 1 | 0.01084 | 0.07407 | 0.0126 | 221.0963
614 | 616 | 1 | 0.00911 | 0.01874 | 0.00282 | 97.6011
614 | 624 | 1 | 0.0177 | 0.03638 | 0.00547 | 97.6011
614 | 625 | 1 | 0.01226 | 0.04919 | 0.00721 | 149.3894
615 | 1488 | 1 | 0.01931 | 0.07211 | 0.01224 | 149.3894
617 | 1488 | 1 | 0.02408 | 0.09481 | 0.01444 | 149.3894
618 | 1418 | 1 | 0.00852 | 0.01875 | 0.00246 | 97.6011
618 | 1461 | 1 | 0.11405 | 0.25091 | 0.03285 | 97.6011
619 | 620 | 1 | 0.03066 | 0.06745 | 0.00883 | 97.6011
620 | 622 | 1 | 0.06938 | 0.14997 | 0.02035 | 97.6011
622 | 1327 | 1 | 0.11954 | 0.26299 | 0.03444 | 97.6011
623 | 1458 | 1 | 0.04892 | 0.19261 | 0.02933 | 149.3894
627 | 644 | 1 | 0.00152 | 0.0084 | 0.08026 | 207.3525
627 | 660 | 1 | 0.00129 | 0.01215 | 0.01134 | 235.6369
628 | 629 | 1 | 0.00155 | 0.00567 | 0.08163 | 184.6453
628 | 630 | 1 | 0.00219 | 0.008 | 0.11528 | 184.6453
628 | 639 | 1 | 0.00164 | 0.00903 | 0.08632 | 207.3525
628 | 639 | 2 | 0.00164 | 0.00903 | 0.08632 | 207.3525
628 | 646 | 1 | 0.00132 | 0.01387 | 0.17397 | 367.8963
629 | 662 | 1 | 0.00148 | 0.01394 | 0.01301 | 235.6369
630 | 636 | 1 | 0.00143 | 0.01499 | 0.18805 | 367.8963
630 | 637 | 1 | 0.00109 | 0.0103 | 0.00962 | 235.6369
630 | 637 | 2 | 0.00109 | 0.0103 | 0.00962 | 235.6369
630 | 644 | 1 | 0.0019 | 0.01787 | 0.01668 | 235.6369
631 | 641 | 1 | 0.00259 | 0.0177 | 0.00301 | 221.0963
631 | 657 | 1 | 0.00918 | 0.03615 | 0.00551 | 149.3894
631 | 778 | 1 | 0.00082 | 0.00519 | 0.00722 | 207.5516
631 | 778 | 2 | 0.00082 | 0.00519 | 0.00722 | 207.5516
632 | 640 | 1 | 0.00299 | 0.01931 | 0.00368 | 221.0963
632 | 789 | 1 | 0.00492 | 0.03362 | 0.00572 | 221.0963
633 | 667 | 1 | 0.00087 | 0.0059 | 0.11441 | 383.8311
633 | 669 | 1 | 0.00252 | 0.01757 | 0.00287 | 221.0963
633 | 705 | 1 | 0.00135 | 0.00892 | 0.17852 | 310.1324
633 | 725 | 1 | 0.01747 | 0.07006 | 0.01027 | 149.3894
634 | 637 | 1 | 0.01005 | 0.06489 | 0.01238 | 221.0963
634 | 778 | 1 | 0.00218 | 0.01206 | 0.11525 | 207.3525
634 | 778 | 2 | 0.00218 | 0.01206 | 0.11525 | 207.3525
635 | 637 | 1 | 0.00083 | 0.00782 | 0.0073 | 235.6369
635 | 637 | 2 | 0.00083 | 0.00782 | 0.0073 | 235.6369
635 | 637 | 3 | 0.00083 | 0.00782 | 0.0073 | 235.6369
635 | 640 | 1 | 0.005 | 0.01867 | 0.00317 | 149.3894
635 | 640 | 2 | 0.005 | 0.01867 | 0.00317 | 149.3894
635 | 650 | 1 | 0.00252 | 0.01756 | 0.00287 | 221.0963
635 | 689 | 1 | 0.01466 | 0.05474 | 0.00929 | 149.3894
636 | 638 | 1 | 0.00108 | 0.01016 | 0.00949 | 235.6369
636 | 649 | 1 | 0.00098 | 0.0092 | 0.00859 | 235.6369
636 | 649 | 2 | 0.00098 | 0.0092 | 0.00859 | 235.6369
638 | 651 | 1 | 0.0011 | 0.00745 | 0.14465 | 383.8311
638 | 652 | 1 | 0.00364 | 0.00973 | 0.10387 | 151.1821
638 | 653 | 1 | 0.00184 | 0.00674 | 0.0971 | 184.6453
638 | 653 | 2 | 0.00184 | 0.00674 | 0.0971 | 184.6453
638 | 662 | 1 | 0.00103 | 0.00702 | 0.13616 | 383.8311
639 | 644 | 1 | 0.00835 | 0.03349 | 0.00491 | 149.3894
639 | 644 | 2 | 0.00835 | 0.03349 | 0.00491 | 149.3894
641 | 644 | 1 | 0.01686 | 0.0371 | 0.00486 | 97.6011
642 | 662 | 1 | 0.0024 | 0.01325 | 0.12663 | 207.3525
642 | 671 | 1 | 0.00162 | 0.00591 | 0.0852 | 184.6453
642 | 671 | 2 | 0.00162 | 0.00591 | 0.0852 | 184.6453
642 | 676 | 1 | 0.00254 | 0.01737 | 0.00296 | 221.0963
643 | 672 | 1 | 0.00547 | 0.02196 | 0.00322 | 149.3894
643 | 690 | 1 | 0.02304 | 0.04979 | 0.00676 | 97.6011
643 | 699 | 1 | 0.01192 | 0.04779 | 0.00701 | 149.3894
645 | 664 | 1 | 0.00477 | 0.0178 | 0.00302 | 149.3894
645 | 664 | 2 | 0.00477 | 0.0178 | 0.00302 | 149.3894
645 | 664 | 3 | 0.00477 | 0.0178 | 0.00302 | 149.3894
645 | 778 | 1 | 0.00082 | 0.00849 | 0.10873 | 321.8843
646 | 655 | 1 | 0.00442 | 0.01651 | 0.0028 | 149.3894
646 | 662 | 1 | 0.00173 | 0.00955 | 0.09132 | 207.3525
647 | 653 | 1 | 0.00299 | 0.01648 | 0.15749 | 207.3525
647 | 662 | 1 | 0.00082 | 0.0052 | 0.00723 | 207.5516
647 | 671 | 1 | 0.00087 | 0.00547 | 0.00761 | 207.5516
647 | 671 | 2 | 0.00087 | 0.00547 | 0.00761 | 207.5516
647 | 674 | 1 | 0.00161 | 0.0102 | 0.01418 | 207.5516
647 | 765 | 1 | 0.00166 | 0.01052 | 0.01463 | 207.5516
647 | 765 | 2 | 0.00166 | 0.01052 | 0.01463 | 207.5516
648 | 649 | 1 | 0.00453 | 0.01782 | 0.00271 | 149.3894
648 | 649 | 2 | 0.00453 | 0.01782 | 0.00271 | 149.3894
648 | 649 | 3 | 0.00453 | 0.01782 | 0.00271 | 149.3894
648 | 650 | 1 | 0.00456 | 0.01794 | 0.00273 | 149.3894
648 | 650 | 2 | 0.00456 | 0.01794 | 0.00273 | 149.3894
648 | 650 | 3 | 0.00456 | 0.01794 | 0.00273 | 149.3894
649 | 672 | 1 | 0.00186 | 0.01173 | 0.01632 | 207.5516
649 | 672 | 2 | 0.00186 | 0.01173 | 0.01632 | 207.5516
651 | 670 | 1 | 0.01035 | 0.04149 | 0.00608 | 149.3894
652 | 668 | 1 | 0.00656 | 0.02581 | 0.00393 | 149.3894
652 | 675 | 1 | 0.00125 | 0.01175 | 0.01097 | 235.6369
652 | 675 | 2 | 0.00125 | 0.01175 | 0.01097 | 235.6369
654 | 658 | 1 | 0.00729 | 0.02924 | 0.00429 | 149.3894
654 | 659 | 1 | 0.00708 | 0.02788 | 0.00425 | 149.3894
655 | 766 | 1 | 0.03387 | 0.07451 | 0.00976 | 97.6011
656 | 657 | 1 | 0.00511 | 0.01906 | 0.00323 | 149.3894
656 | 660 | 1 | 0.00233 | 0.01591 | 0.00271 | 221.0963
657 | 813 | 1 | 0.0064 | 0.0239 | 0.00406 | 149.3894
658 | 789 | 1 | 0.00506 | 0.01991 | 0.00303 | 149.3894
658 | 812 | 1 | 0.0231 | 0.08626 | 0.01464 | 149.3894
658 | 812 | 2 | 0.0231 | 0.08626 | 0.01464 | 149.3894
659 | 691 | 1 | 0.01328 | 0.05328 | 0.00781 | 149.3894
659 | 691 | 2 | 0.01328 | 0.05328 | 0.00781 | 149.3894
661 | 676 | 1 | 0.00427 | 0.01712 | 0.00251 | 149.3894
661 | 796 | 1 | 0.00854 | 0.01879 | 0.00246 | 97.6011
661 | 815 | 1 | 0.0096 | 0.03851 | 0.00565 | 149.3894
663 | 664 | 1 | 0.00689 | 0.02573 | 0.00437 | 149.3894
663 | 664 | 2 | 0.00689 | 0.02573 | 0.00437 | 149.3894
663 | 802 | 1 | 0.02614 | 0.10485 | 0.01538 | 149.3894
664 | 778 | 1 | 0.00143 | 0.00902 | 0.01255 | 207.5516
664 | 778 | 2 | 0.00143 | 0.00902 | 0.01255 | 207.5516
664 | 1425 | 1 | 0.02079 | 0.07761 | 0.01317 | 149.3894
664 | 1425 | 2 | 0.02079 | 0.07761 | 0.01317 | 149.3894
665 | 667 | 1 | 0.00171 | 0.01609 | 0.01502 | 235.6369
665 | 667 | 2 | 0.00171 | 0.01609 | 0.01502 | 235.6369
665 | 667 | 3 | 0.00171 | 0.01609 | 0.01502 | 235.6369
666 | 677 | 1 | 0.00553 | 0.02219 | 0.00325 | 149.3894
666 | 677 | 2 | 0.00553 | 0.02219 | 0.00325 | 149.3894
666 | 778 | 1 | 0.00228 | 0.00835 | 0.12025 | 184.6453
666 | 778 | 2 | 0.00228 | 0.00835 | 0.12025 | 184.6453
666 | 815 | 1 | 0.00151 | 0.01024 | 0.19876 | 383.8311
667 | 670 | 1 | 0.00184 | 0.01018 | 0.09727 | 207.3525
668 | 679 | 1 | 0.00418 | 0.0156 | 0.00265 | 149.3894
669 | 705 | 1 | 0.00247 | 0.01594 | 0.00304 | 221.0963
670 | 679 | 1 | 0.00176 | 0.01112 | 0.01547 | 207.5516
670 | 725 | 1 | 0.00156 | 0.01474 | 0.01376 | 235.6369
670 | 728 | 1 | 0.01557 | 0.0613 | 0.00934 | 149.3894
671 | 713 | 1 | 0.00298 | 0.01643 | 0.15704 | 207.3525
671 | 713 | 2 | 0.00298 | 0.01643 | 0.15704 | 207.3525
671 | 765 | 1 | 0.00106 | 0.00669 | 0.0093 | 207.5516
671 | 777 | 1 | 0.00121 | 0.00764 | 0.01063 | 207.5516
672 | 705 | 1 | 0.00169 | 0.01592 | 0.01486 | 235.6369
672 | 705 | 2 | 0.00169 | 0.01592 | 0.01486 | 235.6369
672 | 705 | 3 | 0.00169 | 0.01592 | 0.01486 | 235.6369
672 | 711 | 1 | 0.00662 | 0.02606 | 0.00397 | 149.3894
673 | 675 | 1 | 0.00132 | 0.01246 | 0.01163 | 235.6369
673 | 675 | 2 | 0.00132 | 0.01246 | 0.01163 | 235.6369
674 | 678 | 1 | 0.00115 | 0.00729 | 0.01014 | 207.5516
674 | 713 | 1 | 0.00109 | 0.00686 | 0.00954 | 207.5516
674 | 777 | 1 | 0.00088 | 0.00596 | 0.11575 | 383.8311
675 | 678 | 1 | 0.00566 | 0.0223 | 0.0034 | 149.3894
675 | 743 | 1 | 0.0018 | 0.01692 | 0.0158 | 235.6369
677 | 778 | 1 | 0.00288 | 0.01054 | 0.15186 | 184.6453
677 | 797 | 1 | 0.00719 | 0.02832 | 0.00431 | 149.3894
677 | 797 | 2 | 0.00719 | 0.02832 | 0.00431 | 149.3894
677 | 811 | 1 | 0.01469 | 0.05485 | 0.00931 | 149.3894
677 | 813 | 1 | 0.00496 | 0.0199 | 0.00292 | 149.3894
677 | 813 | 2 | 0.00496 | 0.0199 | 0.00292 | 149.3894
679 | 725 | 1 | 0.00149 | 0.01402 | 0.01309 | 235.6369
679 | 742 | 1 | 0.00168 | 0.01059 | 0.01474 | 207.5516
679 | 743 | 1 | 0.01684 | 0.06629 | 0.0101 | 149.3894
679 | 743 | 2 | 0.01684 | 0.06629 | 0.0101 | 149.3894
680 | 682 | 1 | 0.00819 | 0.03223 | 0.00491 | 149.3894
680 | 683 | 1 | 0.00555 | 0.02228 | 0.00327 | 149.3894
680 | 683 | 2 | 0.00555 | 0.02228 | 0.00327 | 149.3894
680 | 708 | 1 | 0.00821 | 0.03066 | 0.0052 | 149.3894
681 | 684 | 1 | 0.0063 | 0.02352 | 0.00399 | 149.3894
681 | 709 | 1 | 0.00695 | 0.02788 | 0.00409 | 149.3894
681 | 710 | 1 | 0.0062 | 0.04003 | 0.00764 | 221.0963
682 | 704 | 1 | 0.01682 | 0.03458 | 0.0052 | 97.6011
684 | 687 | 1 | 0.01385 | 0.05554 | 0.00814 | 149.3894
685 | 698 | 1 | 0.01313 | 0.05267 | 0.00772 | 149.3894
685 | 740 | 1 | 0.0515 | 0.11133 | 0.01511 | 97.6011
686 | 704 | 1 | 0.02673 | 0.05496 | 0.00826 | 97.6011
687 | 700 | 1 | 0.0079 | 0.05505 | 0.009 | 221.0963
688 | 691 | 1 | 0.00483 | 0.01805 | 0.00306 | 149.3894
688 | 691 | 2 | 0.00483 | 0.01805 | 0.00306 | 149.3894
688 | 691 | 3 | 0.00483 | 0.01805 | 0.00306 | 149.3894
688 | 793 | 1 | 0.01422 | 0.05309 | 0.00901 | 149.3894
688 | 793 | 2 | 0.01422 | 0.05309 | 0.00901 | 149.3894
689 | 696 | 1 | 0.01543 | 0.06188 | 0.00907 | 149.3894
689 | 696 | 2 | 0.01543 | 0.06188 | 0.00907 | 149.3894
690 | 692 | 1 | 0.00598 | 0.02353 | 0.00358 | 149.3894
690 | 696 | 1 | 0.00595 | 0.04067 | 0.00692 | 221.0963
690 | 700 | 1 | 0.00999 | 0.06455 | 0.01231 | 221.0963
691 | 692 | 1 | 0.00566 | 0.02112 | 0.00358 | 149.3894
691 | 692 | 2 | 0.00566 | 0.02112 | 0.00358 | 149.3894
693 | 695 | 1 | 0.024 | 0.08962 | 0.01521 | 149.3894
693 | 695 | 2 | 0.024 | 0.08962 | 0.01521 | 149.3894
693 | 697 | 1 | 0.00301 | 0.02096 | 0.00343 | 221.0963
694 | 697 | 1 | 0.00644 | 0.02581 | 0.00379 | 149.3894
694 | 740 | 1 | 0.01214 | 0.04781 | 0.00728 | 149.3894
695 | 848 | 1 | 0.01143 | 0.045 | 0.00685 | 149.3894
695 | 848 | 2 | 0.01143 | 0.045 | 0.00685 | 149.3894
697 | 702 | 1 | 0.00904 | 0.03376 | 0.00573 | 149.3894
698 | 829 | 1 | 0.02091 | 0.13503 | 0.02576 | 221.0963
699 | 701 | 1 | 0.0081 | 0.03249 | 0.00476 | 149.3894
699 | 710 | 1 | 0.00479 | 0.01788 | 0.00303 | 149.3894
699 | 710 | 2 | 0.00479 | 0.01788 | 0.00303 | 149.3894
701 | 710 | 1 | 0.00418 | 0.01646 | 0.00251 | 149.3894
701 | 711 | 1 | 0.00697 | 0.02743 | 0.00418 | 149.3894
702 | 705 | 1 | 0.00678 | 0.02719 | 0.00399 | 149.3894
702 | 705 | 2 | 0.00678 | 0.02719 | 0.00399 | 149.3894
703 | 725 | 1 | 0.00601 | 0.0241 | 0.00353 | 149.3894
703 | 725 | 2 | 0.00601 | 0.0241 | 0.00353 | 149.3894
703 | 725 | 3 | 0.00601 | 0.0241 | 0.00353 | 149.3894
706 | 711 | 1 | 0.00681 | 0.02733 | 0.00401 | 149.3894
706 | 711 | 2 | 0.00681 | 0.02733 | 0.00401 | 149.3894
707 | 710 | 1 | 0.00857 | 0.05534 | 0.01056 | 221.0963
708 | 709 | 1 | 0.00764 | 0.02853 | 0.00484 | 149.3894
712 | 754 | 1 | 0.01388 | 0.05466 | 0.00832 | 149.3894
712 | 754 | 2 | 0.01388 | 0.05466 | 0.00832 | 149.3894
712 | 761 | 1 | 0.01056 | 0.04234 | 0.00621 | 149.3894
712 | 777 | 1 | 0.01139 | 0.04568 | 0.0067 | 149.3894
714 | 746 | 1 | 0.01588 | 0.06252 | 0.00952 | 149.3894
714 | 763 | 1 | 0.02805 | 0.11046 | 0.01682 | 149.3894
714 | 1247 | 1 | 0.01323 | 0.04941 | 0.00838 | 149.3894
715 | 716 | 1 | 0.0213 | 0.04687 | 0.00614 | 97.6011
715 | 770 | 1 | 0.01135 | 0.04551 | 0.00667 | 149.3894
716 | 721 | 1 | 0.02806 | 0.06173 | 0.00808 | 97.6011
717 | 744 | 1 | 0.00413 | 0.01656 | 0.00243 | 149.3894
717 | 744 | 2 | 0.00413 | 0.01656 | 0.00243 | 149.3894
717 | 753 | 1 | 0.01493 | 0.05879 | 0.00895 | 149.3894
717 | 761 | 1 | 0.00627 | 0.04282 | 0.00729 | 221.0963
718 | 722 | 1 | 0.04939 | 0.10865 | 0.01423 | 97.6011
718 | 1243 | 1 | 0.01628 | 0.06409 | 0.00976 | 149.3894
719 | 750 | 1 | 0.00956 | 0.0357 | 0.00606 | 149.3894
719 | 755 | 1 | 0.0082 | 0.03063 | 0.0052 | 149.3894
720 | 744 | 1 | 0.01739 | 0.06493 | 0.01102 | 149.3894
720 | 745 | 1 | 0.00702 | 0.02622 | 0.00445 | 149.3894
721 | 749 | 1 | 0.03382 | 0.12626 | 0.02143 | 149.3894
721 | 805 | 1 | 0.01069 | 0.04207 | 0.00641 | 149.3894
722 | 762 | 1 | 0.02238 | 0.04923 | 0.00645 | 97.6011
723 | 830 | 1 | 0.02872 | 0.06209 | 0.00843 | 97.6011
723 | 850 | 1 | 0.06825 | 0.14032 | 0.02109 | 97.6011
724 | 733 | 1 | 0.02539 | 0.09995 | 0.01522 | 149.3894
724 | 877 | 1 | 0.0361 | 0.13479 | 0.02287 | 149.3894
725 | 740 | 1 | 0.01398 | 0.05607 | 0.00822 | 149.3894
726 | 773 | 1 | 0.00975 | 0.0384 | 0.00585 | 149.3894
726 | 782 | 1 | 0.03621 | 0.14257 | 0.02171 | 149.3894
727 | 748 | 1 | 0.01066 | 0.03982 | 0.00676 | 149.3894
727 | 861 | 1 | 0.02361 | 0.08816 | 0.01496 | 149.3894
728 | 742 | 1 | 0.00269 | 0.01485 | 0.1419 | 207.3525
728 | 742 | 2 | 0.00269 | 0.01485 | 0.1419 | 207.3525
729 | 736 | 1 | 0.01034 | 0.07066 | 0.01202 | 221.0963
730 | 756 | 1 | 0.02714 | 0.10132 | 0.01719 | 149.3894
730 | 761 | 1 | 0.01152 | 0.08023 | 0.01312 | 221.0963
731 | 732 | 1 | 0.03759 | 0.08125 | 0.01103 | 97.6011
731 | 736 | 1 | 0.0073 | 0.02726 | 0.00463 | 149.3894
731 | 752 | 1 | 0.01232 | 0.0494 | 0.00724 | 149.3894
732 | 747 | 1 | 0.01394 | 0.05593 | 0.0082 | 149.3894
732 | 757 | 1 | 0.00793 | 0.05123 | 0.00977 | 221.0963
733 | 748 | 1 | 0.01522 | 0.06103 | 0.00895 | 149.3894
734 | 754 | 1 | 0.00775 | 0.03109 | 0.00456 | 149.3894
734 | 754 | 2 | 0.00775 | 0.03109 | 0.00456 | 149.3894
734 | 776 | 1 | 0.00995 | 0.03992 | 0.00585 | 149.3894
734 | 776 | 2 | 0.00995 | 0.03992 | 0.00585 | 149.3894
735 | 760 | 1 | 0.02145 | 0.04718 | 0.00618 | 97.6011
735 | 1247 | 1 | 0.05049 | 0.10382 | 0.0156 | 97.6011
736 | 774 | 1 | 0.00901 | 0.03364 | 0.00571 | 149.3894
736 | 774 | 2 | 0.00901 | 0.03364 | 0.00571 | 149.3894
737 | 753 | 1 | 0.00923 | 0.03446 | 0.00585 | 149.3894
737 | 814 | 1 | 0.05087 | 0.1046 | 0.01572 | 97.6011
738 | 739 | 1 | 0.00614 | 0.02294 | 0.00389 | 149.3894
738 | 1243 | 1 | 0.06113 | 0.13215 | 0.01793 | 97.6011
739 | 771 | 1 | 0.00472 | 0.01893 | 0.00278 | 149.3894
740 | 771 | 1 | 0.00845 | 0.03325 | 0.00506 | 149.3894
741 | 744 | 1 | 0.00675 | 0.02708 | 0.00397 | 149.3894
741 | 774 | 1 | 0.00554 | 0.03857 | 0.0063 | 221.0963
742 | 775 | 1 | 0.00799 | 0.02984 | 0.00506 | 149.3894
742 | 775 | 2 | 0.00799 | 0.02984 | 0.00506 | 149.3894
743 | 776 | 1 | 0.00126 | 0.01186 | 0.01107 | 235.6369
745 | 750 | 1 | 0.03102 | 0.12443 | 0.01825 | 149.3894
746 | 774 | 1 | 0.02244 | 0.08378 | 0.01422 | 149.3894
747 | 862 | 1 | 0.01156 | 0.04635 | 0.0068 | 149.3894
748 | 758 | 1 | 0.01296 | 0.05198 | 0.00762 | 149.3894
749 | 1455 | 1 | 0.01475 | 0.05918 | 0.00868 | 149.3894
751 | 766 | 1 | 0.00137 | 0.0093 | 0.18052 | 383.8311
751 | 768 | 1 | 0.00562 | 0.02098 | 0.00356 | 149.3894
751 | 768 | 2 | 0.00562 | 0.02098 | 0.00356 | 149.3894
751 | 796 | 1 | 0.00458 | 0.01711 | 0.0029 | 149.3894
752 | 864 | 1 | 0.03653 | 0.13641 | 0.02315 | 149.3894
754 | 772 | 1 | 0.00887 | 0.03313 | 0.00562 | 149.3894
754 | 772 | 2 | 0.00887 | 0.03313 | 0.00562 | 149.3894
754 | 772 | 3 | 0.00887 | 0.03313 | 0.00562 | 149.3894
754 | 776 | 1 | 0.01707 | 0.06375 | 0.01082 | 149.3894
755 | 875 | 1 | 0.03397 | 0.13374 | 0.02037 | 149.3894
756 | 762 | 1 | 0.00769 | 0.02871 | 0.00487 | 149.3894
756 | 775 | 1 | 0.01559 | 0.05821 | 0.00988 | 149.3894
757 | 758 | 1 | 0.01446 | 0.05694 | 0.00867 | 149.3894
758 | 769 | 1 | 0.00481 | 0.01931 | 0.00283 | 149.3894
759 | 761 | 1 | 0.01587 | 0.05924 | 0.01005 | 149.3894
759 | 776 | 1 | 0.02678 | 0.10545 | 0.01606 | 149.3894
760 | 764 | 1 | 0.01866 | 0.03837 | 0.00577 | 97.6011
762 | 763 | 1 | 0.00607 | 0.02268 | 0.00385 | 149.3894
763 | 1253 | 1 | 0.03411 | 0.13428 | 0.02045 | 149.3894
764 | 1246 | 1 | 0.03947 | 0.08532 | 0.01158 | 97.6011
765 | 766 | 1 | 0.00199 | 0.01098 | 0.1049 | 207.3525
765 | 766 | 2 | 0.00199 | 0.01098 | 0.1049 | 207.3525
765 | 766 | 3 | 0.00199 | 0.01098 | 0.1049 | 207.3525
767 | 769 | 1 | 0.01111 | 0.04147 | 0.00704 | 149.3894
767 | 773 | 1 | 0.00931 | 0.03667 | 0.00558 | 149.3894
768 | 811 | 1 | 0.0159 | 0.05937 | 0.01008 | 149.3894
768 | 814 | 1 | 0.01112 | 0.04376 | 0.00666 | 149.3894
768 | 814 | 2 | 0.01112 | 0.04376 | 0.00666 | 149.3894
770 | 784 | 1 | 0.04776 | 0.18804 | 0.02864 | 149.3894
770 | 1455 | 1 | 0.01699 | 0.06342 | 0.01076 | 149.3894
770 | 1455 | 2 | 0.01699 | 0.06342 | 0.01076 | 149.3894
771 | 845 | 1 | 0.0286 | 0.11473 | 0.01682 | 149.3894
772 | 775 | 1 | 0.02725 | 0.10173 | 0.01726 | 149.3894
772 | 775 | 2 | 0.02725 | 0.10173 | 0.01726 | 149.3894
778 | 779 | 1 | 0.00099 | 0.00928 | 0.00866 | 235.6369
778 | 779 | 2 | 0.00099 | 0.00928 | 0.00866 | 235.6369
778 | 779 | 3 | 0.00099 | 0.00928 | 0.00866 | 235.6369
778 | 779 | 4 | 0.00099 | 0.00928 | 0.00866 | 235.6369
780 | 786 | 1 | 0.00629 | 0.043 | 0.00732 | 221.0963
780 | 816 | 1 | 0.00239 | 0.01542 | 0.00294 | 221.0963
781 | 795 | 1 | 0.03472 | 0.13669 | 0.02082 | 149.3894
781 | 803 | 1 | 0.00765 | 0.02856 | 0.00485 | 149.3894
781 | 1487 | 1 | 0.02559 | 0.05261 | 0.00791 | 97.6011
782 | 810 | 1 | 0.00518 | 0.03609 | 0.0059 | 221.0963
783 | 818 | 1 | 0.0149 | 0.05978 | 0.00877 | 149.3894
783 | 822 | 1 | 0.01545 | 0.05769 | 0.00979 | 149.3894
784 | 792 | 1 | 0.01218 | 0.04796 | 0.0073 | 149.3894
784 | 805 | 1 | 0.01173 | 0.04379 | 0.00743 | 149.3894
785 | 804 | 1 | 0.00797 | 0.01753 | 0.0023 | 97.6011
785 | 816 | 1 | 0.01567 | 0.03447 | 0.00451 | 97.6011
786 | 807 | 1 | 0.00657 | 0.02589 | 0.00394 | 149.3894
786 | 807 | 2 | 0.00657 | 0.02589 | 0.00394 | 149.3894
786 | 1419 | 1 | 0.0047 | 0.01886 | 0.00277 | 149.3894
787 | 802 | 1 | 0.00707 | 0.02782 | 0.00424 | 149.3894
787 | 802 | 2 | 0.00707 | 0.02782 | 0.00424 | 149.3894
787 | 802 | 3 | 0.00707 | 0.02782 | 0.00424 | 149.3894
787 | 1425 | 1 | 0.0059 | 0.02204 | 0.00374 | 149.3894
787 | 1425 | 2 | 0.0059 | 0.02204 | 0.00374 | 149.3894
787 | 1425 | 3 | 0.0059 | 0.02204 | 0.00374 | 149.3894
787 | 1425 | 4 | 0.0059 | 0.02204 | 0.00374 | 149.3894
788 | 812 | 1 | 0.00764 | 0.03007 | 0.00458 | 149.3894
788 | 812 | 2 | 0.00764 | 0.03007 | 0.00458 | 149.3894
788 | 818 | 1 | 0.01336 | 0.0536 | 0.00786 | 149.3894
789 | 791 | 1 | 0.01446 | 0.05399 | 0.00916 | 149.3894
789 | 802 | 1 | 0.00687 | 0.02565 | 0.00435 | 149.3894
789 | 802 | 2 | 0.00687 | 0.02565 | 0.00435 | 149.3894
789 | 802 | 3 | 0.00687 | 0.02565 | 0.00435 | 149.3894
790 | 805 | 1 | 0.00679 | 0.02724 | 0.00399 | 149.3894
790 | 805 | 2 | 0.00679 | 0.02724 | 0.00399 | 149.3894
790 | 1421 | 1 | 0.00551 | 0.02058 | 0.00349 | 149.3894
790 | 1421 | 2 | 0.00551 | 0.02058 | 0.00349 | 149.3894
791 | 801 | 1 | 0.037 | 0.14566 | 0.02218 | 149.3894
792 | 800 | 1 | 0.0316 | 0.12673 | 0.01858 | 149.3894
792 | 810 | 1 | 0.00559 | 0.02086 | 0.00354 | 149.3894
792 | 1421 | 1 | 0.02328 | 0.0869 | 0.01475 | 149.3894
793 | 809 | 1 | 0.00833 | 0.05804 | 0.00949 | 221.0963
794 | 806 | 1 | 0.00788 | 0.0316 | 0.00463 | 149.3894
794 | 806 | 2 | 0.00788 | 0.0316 | 0.00463 | 149.3894
794 | 808 | 1 | 0.0063 | 0.02525 | 0.0037 | 149.3894
794 | 817 | 1 | 0.01082 | 0.04339 | 0.00636 | 149.3894
795 | 1421 | 1 | 0.00906 | 0.03384 | 0.00574 | 149.3894
795 | 1421 | 2 | 0.00906 | 0.03384 | 0.00574 | 149.3894
797 | 816 | 1 | 0.01411 | 0.05554 | 0.00846 | 149.3894
798 | 819 | 1 | 0.05305 | 0.10908 | 0.01639 | 97.6011
798 | 821 | 1 | 0.02502 | 0.05145 | 0.00773 | 97.6011
798 | 1447 | 1 | 0.01433 | 0.05748 | 0.00843 | 149.3894
799 | 800 | 1 | 0.00775 | 0.03107 | 0.00456 | 149.3894
799 | 806 | 1 | 0.01572 | 0.06187 | 0.00942 | 149.3894
801 | 818 | 1 | 0.00851 | 0.03412 | 0.005 | 149.3894
803 | 806 | 1 | 0.00435 | 0.0303 | 0.00495 | 221.0963
803 | 808 | 1 | 0.01909 | 0.07517 | 0.01145 | 149.3894
804 | 808 | 1 | 0.00575 | 0.02306 | 0.00338 | 149.3894
804 | 817 | 1 | 0.01591 | 0.05942 | 0.01008 | 149.3894
804 | 817 | 2 | 0.01591 | 0.05942 | 0.01008 | 149.3894
806 | 1447 | 1 | 0.0043 | 0.01726 | 0.00253 | 149.3894
806 | 1447 | 2 | 0.0043 | 0.01726 | 0.00253 | 149.3894
806 | 1447 | 3 | 0.0043 | 0.01726 | 0.00253 | 149.3894
807 | 1419 | 1 | 0.00273 | 0.01096 | 0.00161 | 149.3894
807 | 1419 | 2 | 0.00273 | 0.01096 | 0.00161 | 149.3894
807 | 1419 | 3 | 0.00273 | 0.01096 | 0.00161 | 149.3894
809 | 822 | 1 | 0.03918 | 0.14628 | 0.02482 | 149.3894
810 | 1487 | 1 | 0.01223 | 0.02515 | 0.00378 | 97.6011
817 | 1447 | 1 | 0.00172 | 0.00643 | 0.00109 | 149.3894
817 | 1447 | 2 | 0.00172 | 0.00643 | 0.00109 | 149.3894
817 | 1447 | 3 | 0.00172 | 0.00643 | 0.00109 | 149.3894
819 | 820 | 1 | 0.01901 | 0.04182 | 0.00548 | 97.6011
820 | 823 | 1 | 0.04515 | 0.09932 | 0.01301 | 97.6011
821 | 1447 | 1 | 0.02064 | 0.0828 | 0.01214 | 149.3894
822 | 823 | 1 | 0.01099 | 0.02376 | 0.00322 | 97.6011
824 | 825 | 1 | 0.00253 | 0.01632 | 0.00311 | 221.0963
824 | 834 | 1 | 0.00415 | 0.01663 | 0.00244 | 149.3894
824 | 834 | 2 | 0.00415 | 0.01663 | 0.00244 | 149.3894
825 | 1422 | 1 | 0.00397 | 0.01593 | 0.00234 | 149.3894
825 | 1422 | 2 | 0.00397 | 0.01593 | 0.00234 | 149.3894
826 | 840 | 1 | 0.03534 | 0.07266 | 0.01092 | 97.6011
826 | 844 | 1 | 0.00796 | 0.03135 | 0.00477 | 149.3894
826 | 851 | 1 | 0.04992 | 0.10981 | 0.01438 | 97.6011
826 | 1422 | 1 | 0.00446 | 0.01664 | 0.00282 | 149.3894
827 | 844 | 1 | 0.03758 | 0.07727 | 0.01161 | 97.6011
827 | 847 | 1 | 0.02865 | 0.06303 | 0.00825 | 97.6011
828 | 841 | 1 | 0.01958 | 0.0771 | 0.01174 | 149.3894
828 | 845 | 1 | 0.01512 | 0.05953 | 0.00907 | 149.3894
829 | 842 | 1 | 0.02105 | 0.08287 | 0.01262 | 149.3894
829 | 842 | 2 | 0.02105 | 0.08287 | 0.01262 | 149.3894
830 | 1253 | 1 | 0.02017 | 0.07531 | 0.01278 | 149.3894
831 | 850 | 1 | 0.05474 | 0.11255 | 0.01691 | 97.6011
831 | 1244 | 1 | 0.01884 | 0.04072 | 0.00553 | 97.6011
832 | 836 | 1 | 0.04185 | 0.08604 | 0.01293 | 97.6011
833 | 838 | 1 | 0.04234 | 0.08705 | 0.01308 | 97.6011
833 | 839 | 1 | 0.03902 | 0.08434 | 0.01145 | 97.6011
834 | 835 | 1 | 0.00614 | 0.02294 | 0.00389 | 149.3894
834 | 835 | 2 | 0.00614 | 0.02294 | 0.00389 | 149.3894
835 | 852 | 1 | 0.02631 | 0.09823 | 0.01667 | 149.3894
837 | 846 | 1 | 0.01234 | 0.02668 | 0.00362 | 97.6011
839 | 844 | 1 | 0.02535 | 0.05577 | 0.0073 | 97.6011
840 | 843 | 1 | 0.07941 | 0.1747 | 0.02287 | 97.6011
841 | 1450 | 1 | 0.00991 | 0.03976 | 0.00583 | 149.3894
845 | 852 | 1 | 0.01321 | 0.04931 | 0.00837 | 149.3894
846 | 847 | 1 | 0.03447 | 0.07584 | 0.00993 | 97.6011
848 | 849 | 1 | 0.00604 | 0.02421 | 0.00355 | 149.3894
851 | 1257 | 1 | 0.07507 | 0.15435 | 0.02319 | 97.6011
853 | 854 | 1 | 0.02446 | 0.05288 | 0.00718 | 97.6011
853 | 865 | 1 | 0.01569 | 0.05857 | 0.00994 | 149.3894
853 | 865 | 2 | 0.01569 | 0.05857 | 0.00994 | 149.3894
853 | 879 | 1 | 0.09711 | 0.19967 | 0.03 | 97.6011
854 | 872 | 1 | 0.00843 | 0.0332 | 0.00506 | 149.3894
855 | 857 | 1 | 0.01465 | 0.05876 | 0.00862 | 149.3894
855 | 880 | 1 | 0.03075 | 0.06323 | 0.0095 | 97.6011
856 | 860 | 1 | 0.08344 | 0.17155 | 0.02578 | 97.6011
856 | 881 | 1 | 0.01796 | 0.06704 | 0.01138 | 149.3894
856 | 1050 | 1 | 0.01984 | 0.07957 | 0.01167 | 149.3894
857 | 869 | 1 | 0.01016 | 0.04077 | 0.00598 | 149.3894
857 | 873 | 1 | 0.01038 | 0.03877 | 0.00658 | 149.3894
858 | 885 | 1 | 0.03726 | 0.08197 | 0.01073 | 97.6011
858 | 1446 | 1 | 0.00383 | 0.01535 | 0.00225 | 149.3894
859 | 862 | 1 | 0.01633 | 0.06098 | 0.01035 | 149.3894
859 | 865 | 1 | 0.01703 | 0.06705 | 0.01021 | 149.3894
859 | 865 | 2 | 0.01703 | 0.06705 | 0.01021 | 149.3894
860 | 863 | 1 | 0.03276 | 0.07081 | 0.00961 | 97.6011
861 | 867 | 1 | 0.00618 | 0.02432 | 0.0037 | 149.3894
863 | 942 | 1 | 0.06483 | 0.1333 | 0.02003 | 97.6011
864 | 879 | 1 | 0.01966 | 0.07887 | 0.01157 | 149.3894
864 | 1266 | 1 | 0.02714 | 0.10686 | 0.01627 | 149.3894
866 | 873 | 1 | 0.01324 | 0.05312 | 0.00779 | 149.3894
866 | 874 | 1 | 0.02372 | 0.05219 | 0.00683 | 97.6011
866 | 882 | 1 | 0.00421 | 0.01573 | 0.00267 | 149.3894
867 | 868 | 1 | 0.00764 | 0.02853 | 0.00484 | 149.3894
868 | 882 | 1 | 0.00821 | 0.03231 | 0.00492 | 149.3894
869 | 881 | 1 | 0.0066 | 0.02647 | 0.00388 | 149.3894
869 | 1453 | 1 | 0.01548 | 0.06094 | 0.00928 | 149.3894
870 | 872 | 1 | 0.0163 | 0.06085 | 0.01033 | 149.3894
870 | 872 | 2 | 0.0163 | 0.06085 | 0.01033 | 149.3894
870 | 883 | 1 | 0.0101 | 0.03978 | 0.00606 | 149.3894
871 | 878 | 1 | 0.01353 | 0.05427 | 0.00796 | 149.3894
871 | 1250 | 1 | 0.01624 | 0.06396 | 0.00974 | 149.3894
872 | 1446 | 1 | 0.02234 | 0.0896 | 0.01314 | 149.3894
874 | 1456 | 1 | 0.0031 | 0.00681 | 0.00089 | 97.6011
875 | 1453 | 1 | 0.01632 | 0.06426 | 0.00979 | 149.3894
875 | 1453 | 2 | 0.01632 | 0.06426 | 0.00979 | 149.3894
875 | 1456 | 1 | 0.01091 | 0.02243 | 0.00337 | 97.6011
876 | 877 | 1 | 0.00686 | 0.02752 | 0.00404 | 149.3894
876 | 1043 | 1 | 0.08017 | 0.29934 | 0.0508 | 149.3894
878 | 879 | 1 | 0.02681 | 0.05513 | 0.00828 | 97.6011
880 | 882 | 1 | 0.04366 | 0.08978 | 0.01349 | 97.6011
883 | 950 | 1 | 0.03565 | 0.14036 | 0.02138 | 149.3894
883 | 978 | 1 | 0.01378 | 0.05529 | 0.00811 | 149.3894
884 | 1428 | 1 | 0.02894 | 0.11606 | 0.01702 | 149.3894
885 | 1147 | 1 | 0.076 | 0.1672 | 0.02189 | 97.6011
886 | 899 | 1 | 0.0192 | 0.03949 | 0.00593 | 97.6011
886 | 902 | 1 | 0.07339 | 0.1509 | 0.02268 | 97.6011
887 | 913 | 1 | 0.00834 | 0.03113 | 0.00528 | 149.3894
887 | 921 | 1 | 0.00802 | 0.03217 | 0.00472 | 149.3894
887 | 1004 | 1 | 0.01153 | 0.02536 | 0.00332 | 97.6011
887 | 1496 | 1 | 0.0079 | 0.03112 | 0.00474 | 149.3894
888 | 929 | 1 | 0.01491 | 0.05979 | 0.00877 | 149.3894
888 | 1239 | 1 | 0.01804 | 0.07102 | 0.01082 | 149.3894
889 | 891 | 1 | 0.01272 | 0.0475 | 0.00806 | 149.3894
889 | 910 | 1 | 0.00626 | 0.0251 | 0.00368 | 149.3894
889 | 1152 | 1 | 0.04999 | 0.10279 | 0.01545 | 97.6011
890 | 904 | 1 | 0.07972 | 0.16391 | 0.02463 | 97.6011
890 | 924 | 1 | 0.02898 | 0.06264 | 0.0085 | 97.6011
891 | 898 | 1 | 0.01909 | 0.07128 | 0.0121 | 149.3894
892 | 939 | 1 | 0.01156 | 0.04317 | 0.00733 | 149.3894
892 | 939 | 2 | 0.01156 | 0.04317 | 0.00733 | 149.3894
893 | 936 | 1 | 0.01293 | 0.0901 | 0.01473 | 221.0963
894 | 901 | 1 | 0.01842 | 0.07387 | 0.01083 | 149.3894
894 | 1242 | 1 | 0.05917 | 0.12167 | 0.01828 | 97.6011
895 | 898 | 1 | 0.01252 | 0.04674 | 0.00793 | 149.3894
895 | 911 | 1 | 0.01604 | 0.06435 | 0.00944 | 149.3894
896 | 909 | 1 | 0.00918 | 0.03613 | 0.0055 | 149.3894
896 | 931 | 1 | 0.02748 | 0.11024 | 0.01617 | 149.3894
897 | 909 | 1 | 0.01137 | 0.04244 | 0.0072 | 149.3894
897 | 930 | 1 | 0.01654 | 0.06513 | 0.00992 | 149.3894
897 | 930 | 2 | 0.01654 | 0.06513 | 0.00992 | 149.3894
897 | 939 | 1 | 0.01622 | 0.06385 | 0.00972 | 149.3894
897 | 939 | 2 | 0.01622 | 0.06385 | 0.00972 | 149.3894
899 | 904 | 1 | 0.05405 | 0.11114 | 0.0167 | 97.6011
900 | 960 | 1 | 0.07136 | 0.14672 | 0.02205 | 97.6011
900 | 1008 | 1 | 0.01872 | 0.04118 | 0.00539 | 97.6011
901 | 924 | 1 | 0.01275 | 0.0502 | 0.00765 | 149.3894
902 | 903 | 1 | 0.03476 | 0.23745 | 0.0404 | 221.0963
903 | 1041 | 1 | 0.05425 | 0.20256 | 0.03437 | 149.3894
904 | 909 | 1 | 0.06671 | 0.14677 | 0.01922 | 97.6011
905 | 927 | 1 | 0.0343 | 0.07546 | 0.00988 | 97.6011
905 | 1051 | 1 | 0.04083 | 0.08983 | 0.01176 | 97.6011
906 | 1005 | 1 | 0.02643 | 0.05713 | 0.00775 | 97.6011
906 | 1006 | 1 | 0.00676 | 0.02524 | 0.00428 | 149.3894
906 | 1008 | 1 | 0.00763 | 0.04927 | 0.0094 | 221.0963
907 | 908 | 1 | 0.01877 | 0.07527 | 0.01104 | 149.3894
907 | 922 | 1 | 0.0231 | 0.09267 | 0.01359 | 149.3894
907 | 925 | 1 | 0.02223 | 0.04571 | 0.00687 | 97.6011
908 | 912 | 1 | 0.00873 | 0.035 | 0.00513 | 149.3894
910 | 1143 | 1 | 0.02498 | 0.10021 | 0.01469 | 149.3894
911 | 912 | 1 | 0.0185 | 0.07282 | 0.01109 | 149.3894
911 | 1239 | 1 | 0.03546 | 0.1324 | 0.02247 | 149.3894
911 | 1239 | 2 | 0.03546 | 0.1324 | 0.02247 | 149.3894
912 | 1148 | 1 | 0.01703 | 0.06706 | 0.01021 | 149.3894
913 | 1005 | 1 | 0.01483 | 0.05539 | 0.0094 | 149.3894
914 | 915 | 1 | 0.00441 | 0.01738 | 0.00265 | 149.3894
914 | 919 | 1 | 0.01802 | 0.06729 | 0.01142 | 149.3894
915 | 918 | 1 | 0.03241 | 0.12762 | 0.01944 | 149.3894
915 | 918 | 2 | 0.03241 | 0.12762 | 0.01944 | 149.3894
916 | 917 | 1 | 0.04135 | 0.08938 | 0.01213 | 97.6011
916 | 1041 | 1 | 0.02692 | 0.10597 | 0.01614 | 149.3894
917 | 918 | 1 | 0.04652 | 0.18657 | 0.02736 | 149.3894
918 | 1216 | 1 | 0.03588 | 0.24514 | 0.04171 | 221.0963
919 | 933 | 1 | 0.02281 | 0.0898 | 0.01368 | 149.3894
919 | 1459 | 1 | 0.037 | 0.14569 | 0.02219 | 149.3894
919 | 1459 | 2 | 0.037 | 0.14569 | 0.02219 | 149.3894
920 | 971 | 1 | 0.07835 | 0.17237 | 0.02257 | 97.6011
920 | 1490 | 1 | 0.04133 | 0.08933 | 0.01212 | 97.6011
921 | 926 | 1 | 0.0029 | 0.01981 | 0.00337 | 221.0963
921 | 934 | 1 | 0.00793 | 0.03121 | 0.00475 | 149.3894
921 | 934 | 2 | 0.00793 | 0.03121 | 0.00475 | 149.3894
922 | 1241 | 1 | 0.01694 | 0.06324 | 0.01073 | 149.3894
923 | 929 | 1 | 0.01428 | 0.05621 | 0.00856 | 149.3894
923 | 932 | 1 | 0.0073 | 0.02874 | 0.00438 | 149.3894
923 | 1230 | 1 | 0.03772 | 0.08298 | 0.01086 | 97.6011
924 | 928 | 1 | 0.01774 | 0.06985 | 0.01064 | 149.3894
926 | 932 | 1 | 0.01526 | 0.10425 | 0.01774 | 221.0963
927 | 958 | 1 | 0.02895 | 0.06369 | 0.00834 | 97.6011
928 | 1448 | 1 | 0.00289 | 0.01973 | 0.00336 | 221.0963
930 | 949 | 1 | 0.01331 | 0.09094 | 0.01547 | 221.0963
930 | 951 | 1 | 0.07947 | 0.1718 | 0.02331 | 97.6011
931 | 1014 | 1 | 0.03173 | 0.06523 | 0.0098 | 97.6011
932 | 1000 | 1 | 0.01359 | 0.0535 | 0.00815 | 149.3894
932 | 1005 | 1 | 0.00541 | 0.02168 | 0.00318 | 149.3894
933 | 940 | 1 | 0.02297 | 0.09043 | 0.01377 | 149.3894
934 | 1496 | 1 | 0.00344 | 0.01356 | 0.00207 | 149.3894
934 | 1496 | 2 | 0.00344 | 0.01356 | 0.00207 | 149.3894
935 | 977 | 1 | 0.00691 | 0.04812 | 0.00787 | 221.0963
935 | 1429 | 1 | 0.01594 | 0.05951 | 0.0101 | 149.3894
935 | 1429 | 2 | 0.01594 | 0.05951 | 0.0101 | 149.3894
936 | 937 | 1 | 0.03195 | 0.11928 | 0.02024 | 149.3894
937 | 1038 | 1 | 0.06542 | 0.24425 | 0.04145 | 149.3894
938 | 983 | 1 | 0.01907 | 0.04123 | 0.00559 | 97.6011
938 | 1014 | 1 | 0.0217 | 0.0469 | 0.00636 | 97.6011
938 | 1496 | 1 | 0.0043 | 0.01604 | 0.00272 | 149.3894
940 | 1095 | 1 | 0.02395 | 0.09431 | 0.01436 | 149.3894
941 | 947 | 1 | 0.01678 | 0.06729 | 0.00987 | 149.3894
941 | 954 | 1 | 0.01062 | 0.03964 | 0.00673 | 149.3894
941 | 957 | 1 | 0.02028 | 0.07986 | 0.01216 | 149.3894
942 | 952 | 1 | 0.04638 | 0.18601 | 0.02728 | 149.3894
942 | 964 | 1 | 0.01447 | 0.05695 | 0.00867 | 149.3894
943 | 944 | 1 | 0.01548 | 0.06208 | 0.0091 | 149.3894
943 | 953 | 1 | 0.04307 | 0.0931 | 0.01263 | 97.6011
943 | 964 | 1 | 0.00417 | 0.0164 | 0.0025 | 149.3894
944 | 963 | 1 | 0.06236 | 0.12823 | 0.01927 | 97.6011
945 | 957 | 1 | 0.00617 | 0.02473 | 0.00363 | 149.3894
945 | 969 | 1 | 0.00521 | 0.02089 | 0.00306 | 149.3894
945 | 971 | 1 | 0.02485 | 0.05467 | 0.00716 | 97.6011
945 | 1012 | 1 | 0.01812 | 0.07133 | 0.01086 | 149.3894
946 | 969 | 1 | 0.00553 | 0.02064 | 0.0035 | 149.3894
946 | 999 | 1 | 0.00474 | 0.0177 | 0.003 | 149.3894
947 | 949 | 1 | 0.01606 | 0.05997 | 0.01018 | 149.3894
948 | 952 | 1 | 0.01568 | 0.05854 | 0.00993 | 149.3894
948 | 970 | 1 | 0.08374 | 0.18103 | 0.02457 | 97.6011
950 | 965 | 1 | 0.0156 | 0.06256 | 0.00917 | 149.3894
951 | 968 | 1 | 0.03458 | 0.0711 | 0.01068 | 97.6011
953 | 967 | 1 | 0.0249 | 0.05478 | 0.00717 | 97.6011
954 | 959 | 1 | 0.06217 | 0.13677 | 0.01791 | 97.6011
954 | 968 | 1 | 0.04966 | 0.10211 | 0.01534 | 97.6011
954 | 975 | 1 | 0.00665 | 0.02666 | 0.00391 | 149.3894
955 | 962 | 1 | 0.01762 | 0.03809 | 0.00517 | 97.6011
955 | 975 | 1 | 0.05556 | 0.11425 | 0.01717 | 97.6011
956 | 957 | 1 | 0.01725 | 0.03796 | 0.00497 | 97.6011
956 | 959 | 1 | 0.00914 | 0.03664 | 0.00537 | 149.3894
956 | 1430 | 1 | 0.00326 | 0.01306 | 0.00192 | 149.3894
958 | 966 | 1 | 0.01952 | 0.04295 | 0.00562 | 97.6011
959 | 960 | 1 | 0.01122 | 0.04191 | 0.00711 | 149.3894
959 | 960 | 2 | 0.01122 | 0.04191 | 0.00711 | 149.3894
959 | 1015 | 1 | 0.0423 | 0.09143 | 0.01241 | 97.6011
961 | 1429 | 1 | 0.00436 | 0.0175 | 0.00257 | 149.3894
961 | 1429 | 2 | 0.00436 | 0.0175 | 0.00257 | 149.3894
962 | 965 | 1 | 0.00983 | 0.03941 | 0.00578 | 149.3894
963 | 974 | 1 | 0.07401 | 0.15999 | 0.02171 | 97.6011
964 | 976 | 1 | 0.01116 | 0.02295 | 0.00345 | 97.6011
965 | 973 | 1 | 0.0409 | 0.08999 | 0.01178 | 97.6011
965 | 974 | 1 | 0.00598 | 0.02354 | 0.00359 | 149.3894
966 | 1055 | 1 | 0.08939 | 0.19324 | 0.02622 | 97.6011
967 | 976 | 1 | 0.01047 | 0.02304 | 0.00302 | 97.6011
968 | 970 | 1 | 0.06952 | 0.15029 | 0.02039 | 97.6011
969 | 1013 | 1 | 0.01695 | 0.06674 | 0.01016 | 149.3894
972 | 1154 | 1 | 0.01635 | 0.06558 | 0.00962 | 149.3894
972 | 1430 | 1 | 0.00719 | 0.0283 | 0.00431 | 149.3894
973 | 1162 | 1 | 0.08218 | 0.17765 | 0.02411 | 97.6011
973 | 1181 | 1 | 0.01099 | 0.04328 | 0.00659 | 149.3894
974 | 975 | 1 | 0.01189 | 0.04439 | 0.00753 | 149.3894
977 | 1012 | 1 | 0.00459 | 0.03199 | 0.00523 | 221.0963
978 | 1134 | 1 | 0.04004 | 0.1495 | 0.02537 | 149.3894
979 | 981 | 1 | 0.00078 | 0.00821 | 0.10296 | 367.8963
979 | 984 | 1 | 0.00167 | 0.00611 | 0.088 | 184.6453
979 | 990 | 1 | 0.0085 | 0.05487 | 0.01047 | 221.0963
979 | 994 | 1 | 0.00167 | 0.0061 | 0.08786 | 184.6453
980 | 981 | 1 | 0.00184 | 0.01017 | 0.09723 | 207.3525
980 | 981 | 2 | 0.00184 | 0.01017 | 0.09723 | 207.3525
981 | 983 | 1 | 0.00221 | 0.00809 | 0.11662 | 184.6453
981 | 983 | 2 | 0.00221 | 0.00809 | 0.11662 | 184.6453
981 | 985 | 1 | 0.00299 | 0.01652 | 0.15788 | 207.3525
981 | 985 | 2 | 0.00299 | 0.01652 | 0.15788 | 207.3525
981 | 994 | 1 | 0.00104 | 0.00976 | 0.00911 | 235.6369
982 | 986 | 1 | 0.00319 | 0.02224 | 0.00364 | 221.0963
982 | 987 | 1 | 0.0046 | 0.01717 | 0.00291 | 149.3894
982 | 987 | 2 | 0.0046 | 0.01717 | 0.00291 | 149.3894
982 | 998 | 1 | 0.00911 | 0.03653 | 0.00536 | 149.3894
982 | 998 | 2 | 0.00911 | 0.03653 | 0.00536 | 149.3894
983 | 992 | 1 | 0.00599 | 0.02236 | 0.00379 | 149.3894
983 | 992 | 2 | 0.00599 | 0.02236 | 0.00379 | 149.3894
983 | 992 | 3 | 0.00599 | 0.02236 | 0.00379 | 149.3894
983 | 992 | 4 | 0.00599 | 0.02236 | 0.00379 | 149.3894
983 | 993 | 1 | 0.00622 | 0.02321 | 0.00394 | 149.3894
983 | 993 | 2 | 0.00622 | 0.02321 | 0.00394 | 149.3894
984 | 996 | 1 | 0.0032 | 0.02065 | 0.00394 | 221.0963
985 | 989 | 1 | 0.00441 | 0.01768 | 0.00259 | 149.3894
985 | 989 | 2 | 0.00441 | 0.01768 | 0.00259 | 149.3894
985 | 989 | 3 | 0.00441 | 0.01768 | 0.00259 | 149.3894
985 | 1490 | 1 | 0.0052 | 0.01943 | 0.0033 | 149.3894
986 | 998 | 1 | 0.00435 | 0.01747 | 0.00256 | 149.3894
986 | 1001 | 1 | 0.00448 | 0.01674 | 0.00284 | 149.3894
987 | 999 | 1 | 0.00824 | 0.01695 | 0.00255 | 97.6011
988 | 990 | 1 | 0.00732 | 0.02934 | 0.0043 | 149.3894
988 | 990 | 2 | 0.00732 | 0.02934 | 0.0043 | 149.3894
988 | 999 | 1 | 0.00285 | 0.01945 | 0.00331 | 221.0963
990 | 999 | 1 | 0.01122 | 0.0419 | 0.00711 | 149.3894
991 | 1013 | 1 | 0.0085 | 0.03175 | 0.00539 | 149.3894
991 | 1490 | 1 | 0.00257 | 0.01032 | 0.00151 | 149.3894
992 | 1004 | 1 | 0.0145 | 0.05814 | 0.00853 | 149.3894
993 | 1003 | 1 | 0.00243 | 0.01341 | 0.12814 | 207.3525
994 | 995 | 1 | 0.00172 | 0.0063 | 0.09076 | 184.6453
994 | 1003 | 1 | 0.00107 | 0.00725 | 0.14075 | 383.8311
995 | 997 | 1 | 0.00154 | 0.01048 | 0.20347 | 383.8311
995 | 1002 | 1 | 0.00071 | 0.00466 | 0.09338 | 310.1324
995 | 1008 | 1 | 0.01247 | 0.04656 | 0.0079 | 149.3894
996 | 1011 | 1 | 0.01096 | 0.04093 | 0.00694 | 149.3894
996 | 1011 | 2 | 0.01096 | 0.04093 | 0.00694 | 149.3894
997 | 1009 | 1 | 0.0046 | 0.01845 | 0.00271 | 149.3894
997 | 1009 | 2 | 0.0046 | 0.01845 | 0.00271 | 149.3894
1000 | 1003 | 1 | 0.00271 | 0.01494 | 0.14282 | 207.3525
1000 | 1004 | 1 | 0.00588 | 0.02359 | 0.00346 | 149.3894
1001 | 1009 | 1 | 0.00857 | 0.03199 | 0.00543 | 149.3894
1001 | 1010 | 1 | 0.00228 | 0.01585 | 0.00259 | 221.0963
1002 | 1007 | 1 | 0.00735 | 0.02949 | 0.00433 | 149.3894
1002 | 1007 | 2 | 0.00735 | 0.02949 | 0.00433 | 149.3894
1002 | 1007 | 3 | 0.00735 | 0.02949 | 0.00433 | 149.3894
1003 | 1006 | 1 | 0.00215 | 0.00785 | 0.11318 | 184.6453
1009 | 1010 | 1 | 0.00312 | 0.02171 | 0.00355 | 221.0963
1010 | 1012 | 1 | 0.00621 | 0.02446 | 0.00373 | 149.3894
1010 | 1015 | 1 | 0.01461 | 0.03003 | 0.00451 | 97.6011
1011 | 1012 | 1 | 0.00375 | 0.02563 | 0.00436 | 221.0963
1016 | 1057 | 1 | 0.08465 | 0.18299 | 0.02483 | 97.6011
1017 | 1024 | 1 | 0.00429 | 0.02927 | 0.00498 | 221.0963
1017 | 1052 | 1 | 0.02352 | 0.09433 | 0.01383 | 149.3894
1018 | 1022 | 1 | 0.02452 | 0.09154 | 0.01553 | 149.3894
1018 | 1033 | 1 | 0.03572 | 0.07343 | 0.01103 | 97.6011
1018 | 1043 | 1 | 0.00906 | 0.03383 | 0.00574 | 149.3894
1019 | 1034 | 1 | 0.00896 | 0.03593 | 0.00527 | 149.3894
1019 | 1036 | 1 | 0.01126 | 0.02435 | 0.0033 | 97.6011
1020 | 1053 | 1 | 0.02364 | 0.09481 | 0.0139 | 149.3894
1020 | 1092 | 1 | 0.04203 | 0.16548 | 0.0252 | 149.3894
1021 | 1028 | 1 | 0.01252 | 0.05022 | 0.00736 | 149.3894
1021 | 1029 | 1 | 0.0334 | 0.06867 | 0.01032 | 97.6011
1021 | 1049 | 1 | 0.0043 | 0.01726 | 0.00253 | 149.3894
1023 | 1024 | 1 | 0.03466 | 0.12943 | 0.02196 | 149.3894
1023 | 1046 | 1 | 0.03817 | 0.07849 | 0.01179 | 97.6011
1024 | 1045 | 1 | 0.01402 | 0.09055 | 0.01727 | 221.0963
1025 | 1028 | 1 | 0.00478 | 0.01918 | 0.00281 | 149.3894
1025 | 1037 | 1 | 0.01898 | 0.07088 | 0.01203 | 149.3894
1026 | 1039 | 1 | 0.01522 | 0.05682 | 0.00964 | 149.3894
1026 | 1041 | 1 | 0.01422 | 0.05705 | 0.00837 | 149.3894
1027 | 1031 | 1 | 0.00974 | 0.06291 | 0.012 | 221.0963
1027 | 1045 | 1 | 0.00526 | 0.03666 | 0.00599 | 221.0963
1027 | 1046 | 1 | 0.03729 | 0.08204 | 0.01074 | 97.6011
1029 | 1040 | 1 | 0.00672 | 0.02509 | 0.00426 | 149.3894
1029 | 1481 | 1 | 0.02491 | 0.09992 | 0.01465 | 149.3894
1030 | 1031 | 1 | 0.02909 | 0.11453 | 0.01744 | 149.3894
1030 | 1115 | 1 | 0.03851 | 0.08324 | 0.0113 | 97.6011
1031 | 1082 | 1 | 0.06953 | 0.27373 | 0.04169 | 149.3894
1032 | 1052 | 1 | 0.01998 | 0.08015 | 0.01175 | 149.3894
1032 | 1459 | 1 | 0.0375 | 0.1504 | 0.02205 | 149.3894
1033 | 1047 | 1 | 0.05371 | 0.1161 | 0.01576 | 97.6011
1033 | 1050 | 1 | 0.00621 | 0.02492 | 0.00365 | 149.3894
1034 | 1056 | 1 | 0.00757 | 0.03037 | 0.00445 | 149.3894
1034 | 1058 | 1 | 0.04938 | 0.10674 | 0.01449 | 97.6011
1035 | 1039 | 1 | 0.02989 | 0.11987 | 0.01758 | 149.3894
1035 | 1077 | 1 | 0.05036 | 0.18804 | 0.03191 | 149.3894
1036 | 1044 | 1 | 0.02896 | 0.06259 | 0.00849 | 97.6011
1037 | 1443 | 1 | 0.02145 | 0.08447 | 0.01286 | 149.3894
1038 | 1051 | 1 | 0.02448 | 0.05033 | 0.00756 | 97.6011
1040 | 1042 | 1 | 0.07314 | 0.16092 | 0.02107 | 97.6011
1041 | 1459 | 1 | 0.01299 | 0.0267 | 0.00401 | 97.6011
1042 | 1051 | 1 | 0.0245 | 0.0539 | 0.00706 | 97.6011
1044 | 1063 | 1 | 0.01778 | 0.06639 | 0.01127 | 149.3894
1044 | 1423 | 1 | 0.00527 | 0.02074 | 0.00316 | 149.3894
1047 | 1054 | 1 | 0.07498 | 0.16495 | 0.0216 | 97.6011
1048 | 1123 | 1 | 0.14233 | 0.30767 | 0.04175 | 97.6011
1048 | 1443 | 1 | 0.015 | 0.03083 | 0.00463 | 97.6011
1049 | 1061 | 1 | 0.01273 | 0.04753 | 0.00807 | 149.3894
1049 | 1065 | 1 | 0.02483 | 0.09273 | 0.01574 | 149.3894
1053 | 1443 | 1 | 0.01209 | 0.04761 | 0.00725 | 149.3894
1054 | 1058 | 1 | 0.02934 | 0.06032 | 0.00906 | 97.6011
1055 | 1057 | 1 | 0.01495 | 0.0329 | 0.00431 | 97.6011
1056 | 1060 | 1 | 0.02445 | 0.09807 | 0.01438 | 149.3894
1056 | 1481 | 1 | 0.00487 | 0.01955 | 0.00287 | 149.3894
1056 | 1481 | 2 | 0.00487 | 0.01955 | 0.00287 | 149.3894
1059 | 1062 | 1 | 0.00539 | 0.02163 | 0.00317 | 149.3894
1059 | 1062 | 2 | 0.00539 | 0.02163 | 0.00317 | 149.3894
1059 | 1423 | 1 | 0.00673 | 0.027 | 0.00396 | 149.3894
1059 | 1423 | 2 | 0.00673 | 0.027 | 0.00396 | 149.3894
1059 | 1423 | 3 | 0.00673 | 0.027 | 0.00396 | 149.3894
1060 | 1061 | 1 | 0.00722 | 0.02844 | 0.00433 | 149.3894
1062 | 1064 | 1 | 0.00284 | 0.01836 | 0.0035 | 221.0963
1063 | 1064 | 1 | 0.00464 | 0.01862 | 0.00273 | 149.3894
1063 | 1068 | 1 | 0.00626 | 0.0251 | 0.00368 | 149.3894
1063 | 1068 | 2 | 0.00626 | 0.0251 | 0.00368 | 149.3894
1064 | 1067 | 1 | 0.01087 | 0.04361 | 0.0064 | 149.3894
1064 | 1441 | 1 | 0.05893 | 0.23635 | 0.03466 | 149.3894
1065 | 1066 | 1 | 0.00766 | 0.03015 | 0.00459 | 149.3894
1066 | 1423 | 1 | 0.00619 | 0.04226 | 0.00719 | 221.0963
1067 | 1068 | 1 | 0.00631 | 0.02484 | 0.00378 | 149.3894
1067 | 1068 | 2 | 0.00631 | 0.02484 | 0.00378 | 149.3894
1069 | 1070 | 1 | 0.00502 | 0.01975 | 0.00301 | 149.3894
1069 | 1106 | 1 | 0.00135 | 0.01274 | 0.01189 | 235.6369
1070 | 1089 | 1 | 0.00478 | 0.01917 | 0.00281 | 149.3894
1071 | 1080 | 1 | 0.0045 | 0.01806 | 0.00265 | 149.3894
1071 | 1080 | 2 | 0.0045 | 0.01806 | 0.00265 | 149.3894
1071 | 1102 | 1 | 0.00574 | 0.0226 | 0.00344 | 149.3894
1072 | 1078 | 1 | 0.00298 | 0.02076 | 0.00339 | 221.0963
1072 | 1106 | 1 | 0.0048 | 0.01925 | 0.00282 | 149.3894
1073 | 1104 | 1 | 0.00579 | 0.0228 | 0.00347 | 149.3894
1073 | 1118 | 1 | 0.02636 | 0.10571 | 0.0155 | 149.3894
1074 | 1075 | 1 | 0.01128 | 0.0421 | 0.00714 | 149.3894
1074 | 1107 | 1 | 0.01 | 0.03733 | 0.00633 | 149.3894
1075 | 1104 | 1 | 0.00752 | 0.02808 | 0.00477 | 149.3894
1076 | 1087 | 1 | 0.0122 | 0.02509 | 0.00377 | 97.6011
1076 | 1088 | 1 | 0.00522 | 0.02056 | 0.00313 | 149.3894
1076 | 1088 | 2 | 0.00522 | 0.02056 | 0.00313 | 149.3894
1076 | 1119 | 1 | 0.00698 | 0.02799 | 0.0041 | 149.3894
1076 | 1119 | 2 | 0.00698 | 0.02799 | 0.0041 | 149.3894
1077 | 1115 | 1 | 0.00935 | 0.03682 | 0.00561 | 149.3894
1077 | 1117 | 1 | 0.00849 | 0.03169 | 0.00538 | 149.3894
1078 | 1121 | 1 | 0.00316 | 0.02161 | 0.00368 | 221.0963
1079 | 1083 | 1 | 0.01412 | 0.02903 | 0.00436 | 97.6011
1079 | 1092 | 1 | 0.01072 | 0.04002 | 0.00679 | 149.3894
1081 | 1082 | 1 | 0.01536 | 0.05733 | 0.00973 | 149.3894
1081 | 1102 | 1 | 0.0144 | 0.05777 | 0.00847 | 149.3894
1082 | 1086 | 1 | 0.00255 | 0.01739 | 0.00296 | 221.0963
1083 | 1093 | 1 | 0.00842 | 0.03375 | 0.00495 | 149.3894
1083 | 1106 | 1 | 0.01069 | 0.07447 | 0.01217 | 221.0963
1084 | 1095 | 1 | 0.01648 | 0.03389 | 0.00509 | 97.6011
1084 | 1432 | 1 | 0.00885 | 0.01913 | 0.0026 | 97.6011
1085 | 1105 | 1 | 0.02982 | 0.06445 | 0.00875 | 97.6011
1085 | 1112 | 1 | 0.07295 | 0.15 | 0.02254 | 97.6011
1086 | 1109 | 1 | 0.01356 | 0.0876 | 0.01671 | 221.0963
1087 | 1097 | 1 | 0.01455 | 0.10134 | 0.01657 | 221.0963
1087 | 1482 | 1 | 0.01214 | 0.04782 | 0.00728 | 149.3894
1087 | 1482 | 2 | 0.01214 | 0.04782 | 0.00728 | 149.3894
1088 | 1090 | 1 | 0.00805 | 0.0317 | 0.00483 | 149.3894
1089 | 1444 | 1 | 0.01882 | 0.13111 | 0.02143 | 221.0963
1090 | 1098 | 1 | 0.00638 | 0.04357 | 0.00741 | 221.0963
1090 | 1100 | 1 | 0.01385 | 0.03047 | 0.00399 | 97.6011
1091 | 1096 | 1 | 0.00611 | 0.02406 | 0.00366 | 149.3894
1091 | 1101 | 1 | 0.00993 | 0.03707 | 0.00629 | 149.3894
1093 | 1099 | 1 | 0.01474 | 0.05803 | 0.00884 | 149.3894
1094 | 1105 | 1 | 0.06876 | 0.14139 | 0.02125 | 97.6011
1094 | 1115 | 1 | 0.02651 | 0.0573 | 0.00778 | 97.6011
1095 | 1113 | 1 | 0.02607 | 0.05636 | 0.00765 | 97.6011
1096 | 1105 | 1 | 0.01273 | 0.02616 | 0.00393 | 97.6011
1097 | 1107 | 1 | 0.01018 | 0.038 | 0.00645 | 149.3894
1098 | 1108 | 1 | 0.0102 | 0.07105 | 0.01162 | 221.0963
1098 | 1118 | 1 | 0.00892 | 0.03329 | 0.00565 | 149.3894
1099 | 1116 | 1 | 0.01524 | 0.06 | 0.00914 | 149.3894
1099 | 1120 | 1 | 0.00477 | 0.01877 | 0.00286 | 149.3894
1099 | 1482 | 1 | 0.00441 | 0.03016 | 0.00513 | 221.0963
1100 | 1120 | 1 | 0.01862 | 0.07329 | 0.01116 | 149.3894
1101 | 1102 | 1 | 0.00892 | 0.03331 | 0.00565 | 149.3894
1101 | 1103 | 1 | 0.00838 | 0.03361 | 0.00493 | 149.3894
1101 | 1103 | 2 | 0.00838 | 0.03361 | 0.00493 | 149.3894
1102 | 1103 | 1 | 0.00338 | 0.02308 | 0.00393 | 221.0963
1103 | 1110 | 1 | 0.03563 | 0.14289 | 0.02095 | 149.3894
1104 | 1114 | 1 | 0.02239 | 0.04604 | 0.00692 | 97.6011
1108 | 1121 | 1 | 0.00401 | 0.02741 | 0.00466 | 221.0963
1110 | 1117 | 1 | 0.01646 | 0.06602 | 0.00968 | 149.3894
1111 | 1116 | 1 | 0.05093 | 0.11204 | 0.01467 | 97.6011
1111 | 1122 | 1 | 0.03513 | 0.07594 | 0.01031 | 97.6011
1112 | 1113 | 1 | 0.01277 | 0.05029 | 0.00766 | 149.3894
1113 | 1432 | 1 | 0.00932 | 0.02051 | 0.00269 | 97.6011
1119 | 1444 | 1 | 0.00366 | 0.01468 | 0.00215 | 149.3894
1121 | 1444 | 1 | 0.01447 | 0.05697 | 0.00868 | 149.3894
1122 | 1123 | 1 | 0.06568 | 0.14449 | 0.01892 | 97.6011
1124 | 1189 | 1 | 0.02458 | 0.09179 | 0.01558 | 149.3894
1124 | 1436 | 1 | 0.00501 | 0.01871 | 0.00317 | 149.3894
1124 | 1436 | 2 | 0.00501 | 0.01871 | 0.00317 | 149.3894
1125 | 1131 | 1 | 0.01912 | 0.07139 | 0.01211 | 149.3894
1125 | 1131 | 2 | 0.01912 | 0.07139 | 0.01211 | 149.3894
1125 | 1131 | 3 | 0.01912 | 0.07139 | 0.01211 | 149.3894
1125 | 1158 | 1 | 0.01126 | 0.04205 | 0.00714 | 149.3894
1126 | 1152 | 1 | 0.02256 | 0.04963 | 0.0065 | 97.6011
1126 | 1153 | 1 | 0.04214 | 0.09271 | 0.01214 | 97.6011
1127 | 1129 | 1 | 0.01743 | 0.03768 | 0.00511 | 97.6011
1128 | 1131 | 1 | 0.03044 | 0.1221 | 0.01791 | 149.3894
1128 | 1131 | 2 | 0.03044 | 0.1221 | 0.01791 | 149.3894
1129 | 1131 | 1 | 0.01295 | 0.04834 | 0.0082 | 149.3894
1129 | 1159 | 1 | 0.02111 | 0.08468 | 0.01242 | 149.3894
1129 | 1434 | 1 | 0.00252 | 0.0094 | 0.00159 | 149.3894
1130 | 1136 | 1 | 0.02518 | 0.09914 | 0.0151 | 149.3894
1130 | 1164 | 1 | 0.00583 | 0.02177 | 0.00369 | 149.3894
1132 | 1172 | 1 | 0.0317 | 0.06517 | 0.00979 | 97.6011
1132 | 1460 | 1 | 0.01254 | 0.02579 | 0.00388 | 97.6011
1133 | 1157 | 1 | 0.0047 | 0.03038 | 0.0058 | 221.0963
1133 | 1174 | 1 | 0.01426 | 0.05614 | 0.00855 | 149.3894
1133 | 1190 | 1 | 0.00758 | 0.02832 | 0.00481 | 149.3894
1133 | 1190 | 2 | 0.00758 | 0.02832 | 0.00481 | 149.3894
1134 | 1181 | 1 | 0.00564 | 0.02219 | 0.00338 | 149.3894
1135 | 1141 | 1 | 0.01191 | 0.04446 | 0.00754 | 149.3894
1135 | 1256 | 1 | 0.05426 | 0.11157 | 0.01676 | 97.6011
1136 | 1142 | 1 | 0.02437 | 0.09775 | 0.01433 | 149.3894
1136 | 1160 | 1 | 0.01079 | 0.0403 | 0.00684 | 149.3894
1136 | 1160 | 2 | 0.01079 | 0.0403 | 0.00684 | 149.3894
1137 | 1205 | 1 | 0.01087 | 0.04059 | 0.00689 | 149.3894
1137 | 1205 | 2 | 0.01087 | 0.04059 | 0.00689 | 149.3894
1138 | 1179 | 1 | 0.03587 | 0.14123 | 0.02151 | 149.3894
1139 | 1140 | 1 | 0.0132 | 0.05196 | 0.00791 | 149.3894
1139 | 1180 | 1 | 0.01133 | 0.04231 | 0.00718 | 149.3894
1140 | 1176 | 1 | 0.03695 | 0.07988 | 0.01084 | 97.6011
1141 | 1163 | 1 | 0.02281 | 0.05018 | 0.00657 | 97.6011
1142 | 1154 | 1 | 0.00768 | 0.03023 | 0.0046 | 149.3894
1142 | 1177 | 1 | 0.00993 | 0.02041 | 0.00307 | 97.6011
1143 | 1180 | 1 | 0.00903 | 0.03556 | 0.00542 | 149.3894
1144 | 1178 | 1 | 0.02064 | 0.08277 | 0.01214 | 149.3894
1144 | 1179 | 1 | 0.01976 | 0.07377 | 0.01252 | 149.3894
1145 | 1151 | 1 | 0.01084 | 0.04348 | 0.00638 | 149.3894
1146 | 1497 | 1 | 0.00981 | 0.03935 | 0.00577 | 149.3894
1147 | 1149 | 1 | 0.03931 | 0.08082 | 0.01214 | 97.6011
1147 | 1428 | 1 | 0.0069 | 0.02716 | 0.00414 | 149.3894
1149 | 1162 | 1 | 0.02531 | 0.05471 | 0.00742 | 97.6011
1150 | 1158 | 1 | 0.01554 | 0.06117 | 0.00932 | 149.3894
1151 | 1165 | 1 | 0.02051 | 0.08228 | 0.01207 | 149.3894
1151 | 1165 | 2 | 0.02051 | 0.08228 | 0.01207 | 149.3894
1152 | 1178 | 1 | 0.00604 | 0.02424 | 0.00355 | 149.3894
1153 | 1173 | 1 | 0.01842 | 0.03981 | 0.0054 | 97.6011
1155 | 1169 | 1 | 0.01415 | 0.05674 | 0.00832 | 149.3894
1155 | 1434 | 1 | 0.0073 | 0.0293 | 0.0043 | 149.3894
1156 | 1168 | 1 | 0.00486 | 0.03388 | 0.00554 | 221.0963
1156 | 1180 | 1 | 0.02547 | 0.09511 | 0.01614 | 149.3894
1157 | 1166 | 1 | 0.02408 | 0.08992 | 0.01526 | 149.3894
1158 | 1182 | 1 | 0.0434 | 0.09382 | 0.01273 | 97.6011
1158 | 1435 | 1 | 0.03155 | 0.12655 | 0.01856 | 149.3894
1160 | 1168 | 1 | 0.00597 | 0.0416 | 0.0068 | 221.0963
1161 | 1169 | 1 | 0.06416 | 0.13191 | 0.01982 | 97.6011
1161 | 1176 | 1 | 0.02199 | 0.04753 | 0.00645 | 97.6011
1161 | 1433 | 1 | 0.01828 | 0.03759 | 0.00565 | 97.6011
1163 | 1170 | 1 | 0.01167 | 0.04594 | 0.007 | 149.3894
1163 | 1188 | 1 | 0.03194 | 0.12577 | 0.01915 | 149.3894
1164 | 1201 | 1 | 0.00438 | 0.01634 | 0.00277 | 149.3894
1165 | 1174 | 1 | 0.01929 | 0.07594 | 0.01157 | 149.3894
1165 | 1174 | 2 | 0.01929 | 0.07594 | 0.01157 | 149.3894
1165 | 1188 | 1 | 0.00852 | 0.03416 | 0.00501 | 149.3894
1166 | 1435 | 1 | 0.00798 | 0.03143 | 0.00479 | 149.3894
1167 | 1168 | 1 | 0.01643 | 0.03379 | 0.00508 | 97.6011
1167 | 1177 | 1 | 0.00803 | 0.01652 | 0.00248 | 97.6011
1169 | 1435 | 1 | 0.00631 | 0.02355 | 0.004 | 149.3894
1170 | 1255 | 1 | 0.02782 | 0.10388 | 0.01763 | 149.3894
1170 | 1262 | 1 | 0.03743 | 0.13976 | 0.02372 | 149.3894
1171 | 1174 | 1 | 0.00152 | 0.0143 | 0.01335 | 235.6369
1171 | 1174 | 2 | 0.00152 | 0.0143 | 0.01335 | 235.6369
1171 | 1183 | 1 | 0.02008 | 0.07906 | 0.01204 | 149.3894
1172 | 1261 | 1 | 0.0178 | 0.03848 | 0.00522 | 97.6011
1173 | 1178 | 1 | 0.05293 | 0.11645 | 0.01525 | 97.6011
1174 | 1497 | 1 | 0.00499 | 0.01864 | 0.00316 | 149.3894
1174 | 1497 | 2 | 0.00499 | 0.01864 | 0.00316 | 149.3894
1175 | 1177 | 1 | 0.01554 | 0.05803 | 0.00985 | 149.3894
1180 | 1429 | 1 | 0.0086 | 0.05878 | 0.01 | 221.0963
1182 | 1497 | 1 | 0.00352 | 0.01386 | 0.00211 | 149.3894
1182 | 1497 | 2 | 0.00352 | 0.01386 | 0.00211 | 149.3894
1183 | 1184 | 1 | 0.00097 | 0.00611 | 0.00849 | 207.5516
1183 | 1184 | 2 | 0.00097 | 0.00611 | 0.00849 | 207.5516
1184 | 1185 | 1 | 0.00119 | 0.01119 | 0.01044 | 235.6369
1184 | 1188 | 1 | 0.00252 | 0.0139 | 0.13289 | 207.3525
1184 | 1193 | 1 | 0.00141 | 0.00778 | 0.07436 | 207.3525
1184 | 1204 | 1 | 0.00205 | 0.0113 | 0.10795 | 207.3525
1184 | 1204 | 2 | 0.00205 | 0.0113 | 0.10795 | 207.3525
1184 | 1208 | 1 | 0.00235 | 0.01298 | 0.1241 | 207.3525
1184 | 1208 | 2 | 0.00235 | 0.01298 | 0.1241 | 207.3525
1185 | 1202 | 1 | 0.00848 | 0.03403 | 0.00499 | 149.3894
1185 | 1203 | 1 | 0.00424 | 0.01701 | 0.00249 | 149.3894
1185 | 1203 | 2 | 0.00424 | 0.01701 | 0.00249 | 149.3894
1186 | 1191 | 1 | 0.00489 | 0.01825 | 0.0031 | 149.3894
1186 | 1208 | 1 | 0.00527 | 0.03598 | 0.00612 | 221.0963
1187 | 1205 | 1 | 0.00483 | 0.01939 | 0.00284 | 149.3894
1187 | 1205 | 2 | 0.00483 | 0.01939 | 0.00284 | 149.3894
1187 | 1206 | 1 | 0.0044 | 0.0284 | 0.00542 | 221.0963
1188 | 1209 | 1 | 0.00584 | 0.023 | 0.0035 | 149.3894
1189 | 1202 | 1 | 0.00421 | 0.01658 | 0.00253 | 149.3894
1189 | 1492 | 1 | 0.00803 | 0.0316 | 0.00481 | 149.3894
1190 | 1196 | 1 | 0.01165 | 0.04587 | 0.00699 | 149.3894
1190 | 1204 | 1 | 0.0118 | 0.04407 | 0.00748 | 149.3894
1190 | 1210 | 1 | 0.00468 | 0.01844 | 0.00281 | 149.3894
1190 | 1210 | 2 | 0.00468 | 0.01844 | 0.00281 | 149.3894
1191 | 1209 | 1 | 0.00919 | 0.03619 | 0.00551 | 149.3894
1191 | 1209 | 2 | 0.00919 | 0.03619 | 0.00551 | 149.3894
1192 | 1194 | 1 | 0.00922 | 0.02028 | 0.00266 | 97.6011
1192 | 1207 | 1 | 0.02774 | 0.05997 | 0.00814 | 97.6011
1193 | 1210 | 1 | 0.00956 | 0.01966 | 0.00295 | 97.6011
1194 | 1433 | 1 | 0.00045 | 0.00182 | 0.00027 | 149.3894
1195 | 1197 | 1 | 0.00975 | 0.02005 | 0.00301 | 97.6011
1195 | 1433 | 1 | 0.00987 | 0.02172 | 0.00284 | 97.6011
1196 | 1200 | 1 | 0.00546 | 0.02191 | 0.00321 | 149.3894
1197 | 1199 | 1 | 0.01008 | 0.04042 | 0.00593 | 149.3894
1197 | 1200 | 1 | 0.01655 | 0.03402 | 0.00511 | 97.6011
1198 | 1199 | 1 | 0.00358 | 0.02449 | 0.00417 | 221.0963
1198 | 1200 | 1 | 0.00297 | 0.01919 | 0.00366 | 221.0963
1199 | 1201 | 1 | 0.00559 | 0.02241 | 0.00329 | 149.3894
1199 | 1207 | 1 | 0.00844 | 0.03323 | 0.00506 | 149.3894
1201 | 1207 | 1 | 0.00437 | 0.01753 | 0.00257 | 149.3894
1203 | 1206 | 1 | 0.00426 | 0.01589 | 0.0027 | 149.3894
1203 | 1206 | 2 | 0.00426 | 0.01589 | 0.0027 | 149.3894
1203 | 1460 | 1 | 0.02063 | 0.08122 | 0.01237 | 149.3894
1206 | 1207 | 1 | 0.00522 | 0.02056 | 0.00313 | 149.3894
1211 | 1212 | 1 | 0.04208 | 0.09257 | 0.01212 | 97.6011
1211 | 1231 | 1 | 0.0223 | 0.08942 | 0.01311 | 149.3894
1212 | 1483 | 1 | 0.03366 | 0.07276 | 0.00987 | 97.6011
1213 | 1219 | 1 | 0.02966 | 0.06098 | 0.00916 | 97.6011
1213 | 1220 | 1 | 0.02197 | 0.04833 | 0.00633 | 97.6011
1214 | 1234 | 1 | 0.0461 | 0.10142 | 0.01328 | 97.6011
1214 | 1236 | 1 | 0.06563 | 0.14186 | 0.01925 | 97.6011
1215 | 1220 | 1 | 0.10724 | 0.23181 | 0.03146 | 97.6011
1215 | 1226 | 1 | 0.07968 | 0.1753 | 0.02295 | 97.6011
1216 | 1448 | 1 | 0.02752 | 0.18802 | 0.03199 | 221.0963
1217 | 1225 | 1 | 0.02749 | 0.11026 | 0.01617 | 149.3894
1217 | 1491 | 1 | 0.00767 | 0.03077 | 0.00451 | 149.3894
1218 | 1222 | 1 | 0.02965 | 0.11893 | 0.01744 | 149.3894
1218 | 1222 | 2 | 0.02965 | 0.11893 | 0.01744 | 149.3894
1218 | 1224 | 1 | 0.06487 | 0.25539 | 0.03889 | 149.3894
1219 | 1223 | 1 | 0.04952 | 0.10895 | 0.01427 | 97.6011
1219 | 1229 | 1 | 0.02932 | 0.11543 | 0.01758 | 149.3894
1221 | 1224 | 1 | 0.02845 | 0.1141 | 0.01673 | 149.3894
1221 | 1224 | 2 | 0.02845 | 0.1141 | 0.01673 | 149.3894
1221 | 1232 | 1 | 0.03889 | 0.15597 | 0.02287 | 149.3894
1221 | 1232 | 2 | 0.03889 | 0.15597 | 0.02287 | 149.3894
1222 | 1231 | 1 | 0.02354 | 0.09268 | 0.01411 | 149.3894
1222 | 1240 | 1 | 0.01328 | 0.08576 | 0.01636 | 221.0963
1223 | 1233 | 1 | 0.03775 | 0.0816 | 0.01107 | 97.6011
1224 | 1431 | 1 | 0.05724 | 0.12373 | 0.01679 | 97.6011
1225 | 1431 | 1 | 0.02435 | 0.09588 | 0.0146 | 149.3894
1226 | 1242 | 1 | 0.03658 | 0.07521 | 0.0113 | 97.6011
1227 | 1232 | 1 | 0.02542 | 0.10197 | 0.01495 | 149.3894
1227 | 1232 | 2 | 0.02542 | 0.10197 | 0.01495 | 149.3894
1227 | 1400 | 1 | 0.02993 | 0.1933 | 0.03688 | 221.0963
1227 | 1414 | 1 | 0.03422 | 0.13472 | 0.02052 | 149.3894
1228 | 1229 | 1 | 0.02509 | 0.09877 | 0.01504 | 149.3894
1228 | 1468 | 1 | 0.02108 | 0.083 | 0.01264 | 149.3894
1230 | 1238 | 1 | 0.03165 | 0.12462 | 0.01898 | 149.3894
1233 | 1483 | 1 | 0.03993 | 0.1491 | 0.0253 | 149.3894
1234 | 1237 | 1 | 0.0919 | 0.18895 | 0.02839 | 97.6011
1235 | 1468 | 1 | 0.01177 | 0.04632 | 0.00705 | 149.3894
1235 | 1491 | 1 | 0.03892 | 0.15325 | 0.02334 | 149.3894
1236 | 1239 | 1 | 0.05713 | 0.1235 | 0.01676 | 97.6011
1238 | 1240 | 1 | 0.02151 | 0.08467 | 0.01289 | 149.3894
1240 | 1241 | 1 | 0.01993 | 0.07442 | 0.01263 | 149.3894
1243 | 1253 | 1 | 0.00465 | 0.01866 | 0.00274 | 149.3894
1244 | 1251 | 1 | 0.03365 | 0.07273 | 0.00987 | 97.6011
1245 | 1247 | 1 | 0.01981 | 0.04281 | 0.00581 | 97.6011
1245 | 1259 | 1 | 0.028 | 0.06052 | 0.00821 | 97.6011
1246 | 1247 | 1 | 0.01063 | 0.0397 | 0.00674 | 149.3894
1246 | 1252 | 1 | 0.0049 | 0.01967 | 0.00288 | 149.3894
1246 | 1266 | 1 | 0.01448 | 0.05701 | 0.00868 | 149.3894
1248 | 1249 | 1 | 0.01167 | 0.04356 | 0.00739 | 149.3894
1248 | 1252 | 1 | 0.0107 | 0.04291 | 0.00629 | 149.3894
1249 | 1254 | 1 | 0.01832 | 0.07213 | 0.01099 | 149.3894
1250 | 1265 | 1 | 0.01177 | 0.04723 | 0.00693 | 149.3894
1251 | 1255 | 1 | 0.01171 | 0.04371 | 0.00742 | 149.3894
1253 | 1259 | 1 | 0.01037 | 0.03873 | 0.00657 | 149.3894
1254 | 1267 | 1 | 0.0112 | 0.04491 | 0.00659 | 149.3894
1256 | 1257 | 1 | 0.01993 | 0.04098 | 0.00616 | 97.6011
1258 | 1263 | 1 | 0.03547 | 0.07804 | 0.01022 | 97.6011
1258 | 1265 | 1 | 0.04076 | 0.0838 | 0.01259 | 97.6011
1259 | 1262 | 1 | 0.0216 | 0.08664 | 0.01271 | 149.3894
1260 | 1263 | 1 | 0.02451 | 0.05298 | 0.00719 | 97.6011
1260 | 1266 | 1 | 0.01911 | 0.03929 | 0.0059 | 97.6011
1261 | 1437 | 1 | 0.06704 | 0.14491 | 0.01966 | 97.6011
1264 | 1436 | 1 | 0.01423 | 0.05708 | 0.00837 | 149.3894
1264 | 1492 | 1 | 0.06449 | 0.13261 | 0.01993 | 97.6011
1266 | 1437 | 1 | 0.04074 | 0.16342 | 0.02396 | 149.3894
1267 | 1437 | 1 | 0.01172 | 0.047 | 0.00689 | 149.3894
1268 | 1495 | 1 | 0.0103 | 0.0413 | 0.00606 | 149.3894
1269 | 1276 | 1 | 0.00902 | 0.0616 | 0.01048 | 221.0963
1269 | 1467 | 1 | 0.01968 | 0.1371 | 0.02241 | 221.0963
1270 | 1467 | 1 | 0.04471 | 0.09192 | 0.01381 | 97.6011
1271 | 1281 | 1 | 0.03418 | 0.12764 | 0.02166 | 149.3894
1271 | 1484 | 1 | 0.01637 | 0.06112 | 0.01037 | 149.3894
1272 | 1277 | 1 | 0.09256 | 0.20008 | 0.02715 | 97.6011
1272 | 1467 | 1 | 0.04567 | 0.09872 | 0.0134 | 97.6011
1273 | 1467 | 1 | 0.02695 | 0.05825 | 0.00791 | 97.6011
1273 | 1484 | 1 | 0.13648 | 0.30024 | 0.03931 | 97.6011
1274 | 1277 | 1 | 0.04189 | 0.09215 | 0.01207 | 97.6011
1274 | 1489 | 1 | 0.02536 | 0.05482 | 0.00744 | 97.6011
1275 | 1276 | 1 | 0.01172 | 0.08165 | 0.01335 | 221.0963
1275 | 1290 | 1 | 0.02103 | 0.14368 | 0.02444 | 221.0963
1278 | 1284 | 1 | 0.03899 | 0.08578 | 0.01123 | 97.6011
1278 | 1298 | 1 | 0.04046 | 0.16228 | 0.0238 | 149.3894
1279 | 1283 | 1 | 0.00667 | 0.04646 | 0.0076 | 221.0963
1279 | 1295 | 1 | 0.00771 | 0.04982 | 0.00951 | 221.0963
1279 | 1464 | 1 | 0.01332 | 0.05344 | 0.00784 | 149.3894
1280 | 1291 | 1 | 0.01063 | 0.04187 | 0.00638 | 149.3894
1280 | 1292 | 1 | 0.06404 | 0.25215 | 0.0384 | 149.3894
1280 | 1293 | 1 | 0.04567 | 0.10047 | 0.01316 | 97.6011
1281 | 1287 | 1 | 0.02873 | 0.11524 | 0.0169 | 149.3894
1282 | 1334 | 1 | 0.05059 | 0.19919 | 0.03034 | 149.3894
1283 | 1286 | 1 | 0.01252 | 0.08725 | 0.01426 | 221.0963
1283 | 1304 | 1 | 0.02311 | 0.08627 | 0.01464 | 149.3894
1284 | 1293 | 1 | 0.11114 | 0.24026 | 0.0326 | 97.6011
1285 | 1289 | 1 | 0.01083 | 0.06994 | 0.01334 | 221.0963
1285 | 1294 | 1 | 0.01418 | 0.05295 | 0.00899 | 149.3894
1287 | 1297 | 1 | 0.0326 | 0.13076 | 0.01917 | 149.3894
1288 | 1303 | 1 | 0.06814 | 0.1473 | 0.01999 | 97.6011
1288 | 1317 | 1 | 0.04548 | 0.16982 | 0.02882 | 149.3894
1288 | 1464 | 1 | 0.00271 | 0.01011 | 0.00172 | 149.3894
1289 | 1295 | 1 | 0.00776 | 0.05012 | 0.00956 | 221.0963
1291 | 1500 | 1 | 0.00502 | 0.01873 | 0.00318 | 149.3894
1292 | 1297 | 1 | 0.0401 | 0.14971 | 0.02541 | 149.3894
1294 | 1296 | 1 | 0.02066 | 0.08133 | 0.01239 | 149.3894
1294 | 1298 | 1 | 0.02053 | 0.08081 | 0.01231 | 149.3894
1296 | 1494 | 1 | 0.03979 | 0.25702 | 0.04904 | 221.0963
1299 | 1304 | 1 | 0.01321 | 0.09023 | 0.01535 | 221.0963
1300 | 1302 | 1 | 0.02876 | 0.10739 | 0.01822 | 149.3894
1300 | 1364 | 1 | 0.05312 | 0.11686 | 0.0153 | 97.6011
1301 | 1303 | 1 | 0.02057 | 0.0423 | 0.00636 | 97.6011
1301 | 1471 | 1 | 0.10235 | 0.21044 | 0.03162 | 97.6011
1302 | 1485 | 1 | 0.00631 | 0.0431 | 0.00733 | 221.0963
1305 | 1402 | 1 | 0.1095 | 0.23671 | 0.03212 | 97.6011
1305 | 1485 | 1 | 0.07763 | 0.15961 | 0.02398 | 97.6011
1306 | 1329 | 1 | 0.02396 | 0.08946 | 0.01518 | 149.3894
1306 | 1356 | 1 | 0.05884 | 0.12945 | 0.01695 | 97.6011
1307 | 1324 | 1 | 0.05034 | 0.1982 | 0.03018 | 149.3894
1307 | 1335 | 1 | 0.03063 | 0.06739 | 0.00882 | 97.6011
1308 | 1319 | 1 | 0.03348 | 0.13428 | 0.01969 | 149.3894
1308 | 1320 | 1 | 0.02381 | 0.09375 | 0.01428 | 149.3894
1308 | 1328 | 1 | 0.02149 | 0.04728 | 0.00619 | 97.6011
1308 | 1344 | 1 | 0.02679 | 0.05792 | 0.00786 | 97.6011
1309 | 1353 | 1 | 0.03324 | 0.12411 | 0.02106 | 149.3894
1310 | 1325 | 1 | 0.01389 | 0.05569 | 0.00817 | 149.3894
1311 | 1330 | 1 | 0.03272 | 0.07199 | 0.00943 | 97.6011
1311 | 1465 | 1 | 0.01773 | 0.03832 | 0.0052 | 97.6011
1312 | 1348 | 1 | 0.00473 | 0.01861 | 0.00283 | 149.3894
1312 | 1357 | 1 | 0.00825 | 0.03082 | 0.00523 | 149.3894
1313 | 1354 | 1 | 0.0133 | 0.04967 | 0.00843 | 149.3894
1314 | 1315 | 1 | 0.02765 | 0.10887 | 0.01658 | 149.3894
1314 | 1316 | 1 | 0.08284 | 0.17907 | 0.0243 | 97.6011
1314 | 1420 | 1 | 0.03641 | 0.07871 | 0.01068 | 97.6011
1315 | 1350 | 1 | 0.02956 | 0.06077 | 0.00913 | 97.6011
1316 | 1374 | 1 | 0.0427 | 0.09394 | 0.0123 | 97.6011
1317 | 1324 | 1 | 0.01954 | 0.07297 | 0.01238 | 149.3894
1318 | 1326 | 1 | 0.00781 | 0.03133 | 0.00459 | 149.3894
1318 | 1333 | 1 | 0.0076 | 0.02838 | 0.00482 | 149.3894
1319 | 1329 | 1 | 0.01099 | 0.0441 | 0.00647 | 149.3894
1320 | 1328 | 1 | 0.02579 | 0.09629 | 0.01634 | 149.3894
1321 | 1344 | 1 | 0.01574 | 0.10167 | 0.0194 | 221.0963
1322 | 1462 | 1 | 0.00305 | 0.02086 | 0.00355 | 221.0963
1322 | 1480 | 1 | 0.00944 | 0.06452 | 0.01098 | 221.0963
1323 | 1343 | 1 | 0.06198 | 0.13399 | 0.01818 | 97.6011
1323 | 1462 | 1 | 0.0438 | 0.09005 | 0.01353 | 97.6011
1326 | 1355 | 1 | 0.02407 | 0.09652 | 0.01415 | 149.3894
1327 | 1451 | 1 | 0.05121 | 0.1053 | 0.01582 | 97.6011
1329 | 1498 | 1 | 0.03089 | 0.11533 | 0.01957 | 149.3894
1330 | 1332 | 1 | 0.04246 | 0.0873 | 0.01312 | 97.6011
1331 | 1347 | 1 | 0.00725 | 0.05051 | 0.00826 | 221.0963
1331 | 1349 | 1 | 0.01126 | 0.04432 | 0.00675 | 149.3894
1331 | 1355 | 1 | 0.01537 | 0.06053 | 0.00922 | 149.3894
1332 | 1349 | 1 | 0.05102 | 0.1103 | 0.01497 | 97.6011
1333 | 1336 | 1 | 0.01939 | 0.07778 | 0.0114 | 149.3894
1334 | 1338 | 1 | 0.00583 | 0.02177 | 0.00369 | 149.3894
1335 | 1341 | 1 | 0.02091 | 0.04298 | 0.00646 | 97.6011
1336 | 1348 | 1 | 0.00911 | 0.03653 | 0.00536 | 149.3894
1337 | 1340 | 1 | 0.00978 | 0.0681 | 0.01113 | 221.0963
1337 | 1346 | 1 | 0.00867 | 0.05602 | 0.01069 | 221.0963
1338 | 1342 | 1 | 0.04606 | 0.09469 | 0.01423 | 97.6011
1339 | 1345 | 1 | 0.01735 | 0.06479 | 0.01099 | 149.3894
1339 | 1350 | 1 | 0.07765 | 0.15966 | 0.02399 | 97.6011
1339 | 1480 | 1 | 0.00748 | 0.02792 | 0.00474 | 149.3894
1340 | 1498 | 1 | 0.0075 | 0.02801 | 0.00475 | 149.3894
1341 | 1344 | 1 | 0.04661 | 0.09584 | 0.0144 | 97.6011
1342 | 1344 | 1 | 0.00622 | 0.0425 | 0.00723 | 221.0963
1343 | 1445 | 1 | 0.02623 | 0.10521 | 0.01543 | 149.3894
1345 | 1451 | 1 | 0.02146 | 0.04413 | 0.00663 | 97.6011
1346 | 1347 | 1 | 0.0076 | 0.0491 | 0.00937 | 221.0963
1349 | 1356 | 1 | 0.00955 | 0.03829 | 0.00561 | 149.3894
1351 | 1352 | 1 | 0.0195 | 0.07281 | 0.01235 | 149.3894
1351 | 1454 | 1 | 0.01373 | 0.05125 | 0.0087 | 149.3894
1353 | 1357 | 1 | 0.01262 | 0.0862 | 0.01467 | 221.0963
1353 | 1358 | 1 | 0.02179 | 0.04794 | 0.00628 | 97.6011
1353 | 1470 | 1 | 0.01159 | 0.0465 | 0.00682 | 149.3894
1355 | 1454 | 1 | 0.00759 | 0.05187 | 0.00883 | 221.0963
1356 | 1357 | 1 | 0.00706 | 0.02779 | 0.00423 | 149.3894
1357 | 1358 | 1 | 0.01217 | 0.04792 | 0.0073 | 149.3894
1359 | 1360 | 1 | 0.00418 | 0.01646 | 0.00251 | 149.3894
1359 | 1393 | 1 | 0.0089 | 0.06199 | 0.01013 | 221.0963
1359 | 1424 | 1 | 0.02935 | 0.20446 | 0.03342 | 221.0963
1360 | 1390 | 1 | 0.01843 | 0.07258 | 0.01105 | 149.3894
1361 | 1387 | 1 | 0.02041 | 0.08187 | 0.012 | 149.3894
1361 | 1401 | 1 | 0.02 | 0.0802 | 0.01176 | 149.3894
1362 | 1385 | 1 | 0.03149 | 0.12398 | 0.01888 | 149.3894
1362 | 1394 | 1 | 0.06588 | 0.13545 | 0.02035 | 97.6011
1363 | 1376 | 1 | 0.03465 | 0.13896 | 0.02038 | 149.3894
1363 | 1382 | 1 | 0.06527 | 0.14358 | 0.0188 | 97.6011
1364 | 1381 | 1 | 0.02163 | 0.04759 | 0.00623 | 97.6011
1365 | 1380 | 1 | 0.10521 | 0.22743 | 0.03086 | 97.6011
1365 | 1486 | 1 | 0.06403 | 0.14086 | 0.01844 | 97.6011
1366 | 1372 | 1 | 0.03362 | 0.12555 | 0.0213 | 149.3894
1366 | 1396 | 1 | 0.04009 | 0.15786 | 0.02404 | 149.3894
1367 | 1370 | 1 | 0.13986 | 0.30234 | 0.04103 | 97.6011
1367 | 1396 | 1 | 0.0347 | 0.07136 | 0.01072 | 97.6011
1368 | 1371 | 1 | 0.01631 | 0.06541 | 0.00959 | 149.3894
1368 | 1420 | 1 | 0.00836 | 0.01807 | 0.00245 | 97.6011
1369 | 1377 | 1 | 0.04523 | 0.09951 | 0.01303 | 97.6011
1369 | 1399 | 1 | 0.0799 | 0.16428 | 0.02469 | 97.6011
1372 | 1410 | 1 | 0.07197 | 0.14798 | 0.02224 | 97.6011
1372 | 1416 | 1 | 0.10895 | 0.23551 | 0.03196 | 97.6011
1373 | 1414 | 1 | 0.0597 | 0.23504 | 0.0358 | 149.3894
1373 | 1440 | 1 | 0.03059 | 0.12045 | 0.01834 | 149.3894
1374 | 1445 | 1 | 0.05804 | 0.11933 | 0.01793 | 97.6011
1374 | 1485 | 1 | 0.03748 | 0.07707 | 0.01158 | 97.6011
1375 | 1477 | 1 | 0.08554 | 0.18491 | 0.02509 | 97.6011
1375 | 1479 | 1 | 0.0599 | 0.12317 | 0.01851 | 97.6011
1376 | 1486 | 1 | 0.01571 | 0.06187 | 0.00942 | 149.3894
1377 | 1378 | 1 | 0.02593 | 0.10211 | 0.01555 | 149.3894
1378 | 1385 | 1 | 0.06186 | 0.2481 | 0.03638 | 149.3894
1379 | 1438 | 1 | 0.01236 | 0.04958 | 0.00727 | 149.3894
1379 | 1438 | 2 | 0.01236 | 0.04958 | 0.00727 | 149.3894
1379 | 1461 | 1 | 0.00524 | 0.02063 | 0.00314 | 149.3894
1379 | 1461 | 2 | 0.00524 | 0.02063 | 0.00314 | 149.3894
1380 | 1404 | 1 | 0.02392 | 0.09416 | 0.01434 | 149.3894
1380 | 1405 | 1 | 0.02725 | 0.0589 | 0.00799 | 97.6011
1381 | 1463 | 1 | 0.04215 | 0.09273 | 0.01214 | 97.6011
1382 | 1463 | 1 | 0.01097 | 0.02413 | 0.00316 | 97.6011
1383 | 1398 | 1 | 0.01949 | 0.07276 | 0.01235 | 149.3894
1383 | 1426 | 1 | 0.00679 | 0.02725 | 0.004 | 149.3894
1384 | 1397 | 1 | 0.08778 | 0.18049 | 0.02712 | 97.6011
1384 | 1403 | 1 | 0.09705 | 0.19955 | 0.02999 | 97.6011
1386 | 1388 | 1 | 0.01597 | 0.11126 | 0.01819 | 221.0963
1386 | 1474 | 1 | 0.01021 | 0.04021 | 0.00612 | 149.3894
1386 | 1474 | 2 | 0.01021 | 0.04021 | 0.00612 | 149.3894
1387 | 1390 | 1 | 0.00431 | 0.02941 | 0.005 | 221.0963
1388 | 1392 | 1 | 0.00533 | 0.0344 | 0.00656 | 221.0963
1389 | 1390 | 1 | 0.00654 | 0.02623 | 0.00385 | 149.3894
1389 | 1390 | 2 | 0.00654 | 0.02623 | 0.00385 | 149.3894
1389 | 1391 | 1 | 0.01102 | 0.04115 | 0.00698 | 149.3894
1389 | 1439 | 1 | 0.00258 | 0.01016 | 0.00155 | 149.3894
1389 | 1439 | 2 | 0.00258 | 0.01016 | 0.00155 | 149.3894
1389 | 1439 | 3 | 0.00258 | 0.01016 | 0.00155 | 149.3894
1390 | 1439 | 1 | 0.00832 | 0.03277 | 0.00499 | 149.3894
1391 | 1392 | 1 | 0.00798 | 0.03143 | 0.00479 | 149.3894
1391 | 1394 | 1 | 0.00836 | 0.0329 | 0.00501 | 149.3894
1393 | 1439 | 1 | 0.00775 | 0.02894 | 0.00491 | 149.3894
1393 | 1439 | 2 | 0.00775 | 0.02894 | 0.00491 | 149.3894
1395 | 1403 | 1 | 0.09794 | 0.20137 | 0.03026 | 97.6011
1395 | 1413 | 1 | 0.17022 | 0.36796 | 0.04993 | 97.6011
1397 | 1405 | 1 | 0.03797 | 0.07807 | 0.01173 | 97.6011
1398 | 1477 | 1 | 0.01973 | 0.07915 | 0.01161 | 149.3894
1399 | 1407 | 1 | 0.1202 | 0.25984 | 0.03526 | 97.6011
1400 | 1418 | 1 | 0.06983 | 0.14358 | 0.02158 | 97.6011
1400 | 1461 | 1 | 0.01573 | 0.10956 | 0.01791 | 221.0963
1401 | 1402 | 1 | 0.04294 | 0.08829 | 0.01327 | 97.6011
1401 | 1420 | 1 | 0.0343 | 0.12807 | 0.02173 | 149.3894
1401 | 1463 | 1 | 0.00739 | 0.02964 | 0.00435 | 149.3894
1404 | 1474 | 1 | 0.00108 | 0.00433 | 0.00063 | 149.3894
1406 | 1408 | 1 | 0.11487 | 0.24831 | 0.0337 | 97.6011
1406 | 1409 | 1 | 0.05321 | 0.11706 | 0.01533 | 97.6011
1406 | 1415 | 1 | 0.09499 | 0.20534 | 0.02787 | 97.6011
1407 | 1409 | 1 | 0.0693 | 0.1498 | 0.02033 | 97.6011
1408 | 1415 | 1 | 0.06782 | 0.14661 | 0.0199 | 97.6011
1410 | 1411 | 1 | 0.10648 | 0.23426 | 0.03067 | 97.6011
1411 | 1416 | 1 | 0.12753 | 0.27568 | 0.03741 | 97.6011
1411 | 1501 | 1 | 0.06169 | 0.13334 | 0.0181 | 97.6011
1412 | 1415 | 1 | 0.05813 | 0.12565 | 0.01705 | 97.6011
1412 | 1501 | 1 | 0.0613 | 0.13251 | 0.01798 | 97.6011
1413 | 1417 | 1 | 0.14784 | 0.32523 | 0.04259 | 97.6011
1416 | 1417 | 1 | 0.0899 | 0.19435 | 0.02637 | 97.6011
1438 | 1440 | 1 | 0.01354 | 0.09434 | 0.01542 | 221.0963
1445 | 1498 | 1 | 0.05052 | 0.18863 | 0.03201 | 149.3894
1464 | 1471 | 1 | 0.06597 | 0.14261 | 0.01935 | 97.6011
1494 | 1495 | 1 | 0.06242 | 0.23307 | 0.03955 | 149.3894
1783 | 1952 | 1 | 0.00078 | 0.00948 | 0.1622 | 1326.5778
1784 | 1916 | 1 | 0.00031 | 0.00342 | 0.07045 | 1326.5778
1784 | 1932 | 1 | 0.00031 | 0.00383 | 0.06547 | 1326.5778
1921 | 1785 | 1 | 0.00022 | 0.00232 | 0.04 | 1207.0663
1991 | 1785 | 1 | 0.00016 | 0.00198 | 0.03389 | 1326.5778
1785 | 1993 | 1 | 0.00154 | 0.01619 | 0.27251 | 1207.0663
1890 | 1786 | 1 | 0.00043 | 0.00413 | 0.08363 | 1207.0663
1957 | 1787 | 1 | 0.00052 | 0.0076 | 0.13265 | 1493.8938
1920 | 1788 | 1 | 0.00223 | 0.02467 | 0.50849 | 1326.5778
1993 | 1788 | 1 | 0.00181 | 0.02396 | 0.50483 | 1493.8938
1789 | 1795 | 1 | 0.00143 | 0.01485 | 0.25621 | 1207.0663
1790 | 1975 | 1 | 0.00093 | 0.00895 | 0.18123 | 1207.0663
1790 | 1989 | 1 | 0.00103 | 0.01071 | 0.18479 | 1207.0663
1791 | 1817 | 1 | 0.0009 | 0.0109 | 0.18645 | 1326.5778
1792 | 1794 | 1 | 0.00261 | 0.02511 | 0.50862 | 1207.0663
1792 | 1811 | 1 | 0.00353 | 0.04296 | 0.73474 | 1326.5778
1792 | 1896 | 1 | 0.00078 | 0.0087 | 0.1793 | 1326.5778
1793 | 1794 | 1 | 0.00126 | 0.01311 | 0.22609 | 1207.0663
1793 | 1907 | 1 | 0.0016 | 0.01539 | 0.31167 | 1207.0663
1793 | 1965 | 1 | 0.00045 | 0.00551 | 0.09428 | 1326.5778
1975 | 1794 | 1 | 0.00119 | 0.01254 | 0.21113 | 1207.0663
1896 | 1795 | 1 | 0.00095 | 0.01055 | 0.21752 | 1326.5778
1796 | 1874 | 1 | 0.00153 | 0.01862 | 0.3184 | 1326.5778
1890 | 1796 | 1 | 0.0011 | 0.01222 | 0.25192 | 1326.5778
1932 | 1796 | 1 | 0.00107 | 0.01287 | 0.22561 | 1326.5778
1797 | 1801 | 1 | 0.00126 | 0.01391 | 0.28678 | 1326.5778
1797 | 1801 | 2 | 0.00126 | 0.01391 | 0.28678 | 1326.5778
1797 | 1860 | 1 | 0.00135 | 0.01495 | 0.30816 | 1326.5778
1900 | 1797 | 1 | 0.00171 | 0.02051 | 0.35957 | 1326.5778
1900 | 1797 | 2 | 0.00171 | 0.02051 | 0.35957 | 1326.5778
1933 | 1797 | 1 | 0.00218 | 0.02623 | 0.45984 | 1326.5778
1933 | 1797 | 2 | 0.00218 | 0.02623 | 0.45984 | 1326.5778
1953 | 1797 | 1 | 0.00037 | 0.00454 | 0.07761 | 1326.5778
1953 | 1797 | 2 | 0.00037 | 0.00454 | 0.07761 | 1326.5778
1798 | 1799 | 1 | 0.0012 | 0.01458 | 0.2493 | 1326.5778
1798 | 1801 | 1 | 0.00197 | 0.02185 | 0.45045 | 1326.5778
1905 | 1798 | 1 | 0.00067 | 0.00818 | 0.13997 | 1326.5778
1798 | 1912 | 1 | 0.00315 | 0.03828 | 0.65462 | 1326.5778
1798 | 1912 | 2 | 0.00315 | 0.03828 | 0.65462 | 1326.5778
1916 | 1798 | 1 | 0.00107 | 0.01303 | 0.22283 | 1326.5778
1798 | 1987 | 1 | 0.0004 | 0.00479 | 0.08398 | 1326.5778
1798 | 1987 | 2 | 0.0004 | 0.00479 | 0.08398 | 1326.5778
1798 | 1987 | 3 | 0.0004 | 0.00479 | 0.08398 | 1326.5778
1916 | 1799 | 1 | 0.00013 | 0.00155 | 0.02656 | 1326.5778
1932 | 1799 | 1 | 0.00042 | 0.00464 | 0.09567 | 1326.5778
1933 | 1799 | 1 | 0.0003 | 0.00441 | 0.07701 | 1493.8938
1947 | 1799 | 1 | 0.00142 | 0.01732 | 0.29625 | 1326.5778
1800 | 1872 | 1 | 0.00166 | 0.01844 | 0.38008 | 1326.5778
1801 | 1802 | 1 | 0.00277 | 0.0333 | 0.58379 | 1326.5778
1801 | 1802 | 2 | 0.00277 | 0.0333 | 0.58379 | 1326.5778
1912 | 1801 | 1 | 0.00123 | 0.01476 | 0.25878 | 1326.5778
1801 | 1914 | 1 | 0.00038 | 0.00424 | 0.08748 | 1326.5778
1801 | 1914 | 2 | 0.00038 | 0.00424 | 0.08748 | 1326.5778
1953 | 1801 | 1 | 0.00137 | 0.01663 | 0.28442 | 1326.5778
1802 | 1842 | 1 | 0.00301 | 0.03615 | 0.63379 | 1326.5778
1802 | 1845 | 1 | 0.00128 | 0.01694 | 0.35692 | 1493.8938
1802 | 1860 | 1 | 0.00215 | 0.02615 | 0.44721 | 1326.5778
1949 | 1802 | 1 | 0.00183 | 0.02226 | 0.38068 | 1326.5778
1949 | 1802 | 2 | 0.00183 | 0.02226 | 0.38068 | 1326.5778
1910 | 1803 | 1 | 0.00036 | 0.00369 | 0.06371 | 1207.0663
2001 | 1803 | 1 | 0.00164 | 0.0182 | 0.37517 | 1326.5778
1804 | 1907 | 1 | 0.0006 | 0.00726 | 0.12722 | 1326.5778
1948 | 1804 | 1 | 0.00057 | 0.00751 | 0.15817 | 1493.8938
1805 | 1904 | 1 | 0.00193 | 0.02341 | 0.40044 | 1326.5778
1806 | 1807 | 1 | 0.00052 | 0.00552 | 0.0929 | 1207.0663
1806 | 1940 | 1 | 0.00186 | 0.02228 | 0.39071 | 1326.5778
1806 | 1973 | 1 | 0.00179 | 0.02173 | 0.37164 | 1326.5778
1807 | 1883 | 1 | 0.00285 | 0.03466 | 0.59271 | 1326.5778
1807 | 1902 | 1 | 0.00289 | 0.0351 | 0.60025 | 1326.5778
1807 | 1902 | 2 | 0.00289 | 0.0351 | 0.60025 | 1326.5778
1807 | 1971 | 1 | 0.00318 | 0.0352 | 0.72556 | 1326.5778
1808 | 1867 | 1 | 0.00108 | 0.01295 | 0.22705 | 1326.5778
1808 | 1867 | 2 | 0.00108 | 0.01295 | 0.22705 | 1326.5778
1883 | 1808 | 1 | 0.00214 | 0.02571 | 0.45082 | 1326.5778
1892 | 1808 | 1 | 0.00111 | 0.01333 | 0.23378 | 1326.5778
1892 | 1808 | 2 | 0.00111 | 0.01333 | 0.23378 | 1326.5778
1809 | 1810 | 1 | 0.00015 | 0.00178 | 0.03049 | 1326.5778
1982 | 1809 | 1 | 0.00021 | 0.00247 | 0.04327 | 1326.5778
1810 | 1811 | 1 | 0.00045 | 0.00591 | 0.12458 | 1493.8938
1811 | 1887 | 1 | 0.00037 | 0.00449 | 0.07683 | 1326.5778
1812 | 1814 | 1 | 0.0003 | 0.00435 | 0.07789 | 1493.8938
1812 | 1884 | 1 | 0.00292 | 0.03545 | 0.6062 | 1326.5778
1812 | 1884 | 2 | 0.00292 | 0.03545 | 0.6062 | 1326.5778
1812 | 1898 | 1 | 0.00113 | 0.01372 | 0.23467 | 1326.5778
1915 | 1812 | 1 | 0.00142 | 0.01709 | 0.29958 | 1326.5778
1915 | 1812 | 2 | 0.00142 | 0.01709 | 0.29958 | 1326.5778
1928 | 1812 | 1 | 0.00045 | 0.00503 | 0.10364 | 1326.5778
1903 | 1813 | 1 | 0.00019 | 0.00177 | 1.0087 | 855.1048
1939 | 1813 | 1 | 9e-05 | 0.00108 | 0.70126 | 982.3846
1898 | 1814 | 1 | 0.00083 | 0.01007 | 0.17216 | 1326.5778
1898 | 1814 | 2 | 0.00083 | 0.01007 | 0.17216 | 1326.5778
1928 | 1814 | 1 | 0.00068 | 0.00815 | 0.14296 | 1326.5778
1815 | 1849 | 1 | 0.00018 | 0.00266 | 0.04639 | 1493.8938
1816 | 1854 | 1 | 0.0002 | 0.00204 | 0.03526 | 1207.0663
1817 | 1818 | 1 | 0.001 | 0.01108 | 0.22841 | 1326.5778
1966 | 1817 | 1 | 0.00202 | 0.02452 | 0.41942 | 1326.5778
1966 | 1817 | 2 | 0.00202 | 0.02452 | 0.41942 | 1326.5778
2000 | 1817 | 1 | 0.00167 | 0.02006 | 0.35175 | 1326.5778
1889 | 1818 | 1 | 0.00051 | 0.00617 | 0.10822 | 1326.5778
1889 | 1818 | 2 | 0.00051 | 0.00617 | 0.10822 | 1326.5778
1884 | 1819 | 1 | 0.00084 | 0.00929 | 0.19154 | 1326.5778
1819 | 1938 | 1 | 0.00031 | 0.0034 | 0.07002 | 1326.5778
1820 | 1821 | 1 | 0.00107 | 0.0129 | 0.22618 | 1326.5778
1928 | 1820 | 1 | 0.00196 | 0.02171 | 0.44739 | 1326.5778
1928 | 1820 | 2 | 0.00196 | 0.02171 | 0.44739 | 1326.5778
1821 | 1823 | 1 | 0.00276 | 0.02872 | 0.49548 | 1207.0663
1938 | 1821 | 1 | 0.00106 | 0.01112 | 0.1871 | 1207.0663
1822 | 1823 | 1 | 0.00066 | 0.00736 | 0.15167 | 1326.5778
1822 | 1823 | 2 | 0.00066 | 0.00736 | 0.15167 | 1326.5778
1822 | 1862 | 1 | 0.00215 | 0.02388 | 0.49226 | 1326.5778
1822 | 1995 | 1 | 0.00192 | 0.01842 | 0.37301 | 1207.0663
1822 | 2003 | 1 | 0.00544 | 0.06026 | 1.2421 | 1326.5778
1823 | 1882 | 1 | 0.00182 | 0.02218 | 0.3793 | 1326.5778
1823 | 1882 | 2 | 0.00182 | 0.02218 | 0.3793 | 1326.5778
1823 | 1979 | 1 | 0.0018 | 0.02157 | 0.37824 | 1326.5778
1824 | 1862 | 1 | 0.00079 | 0.00756 | 0.15311 | 1207.0663
1824 | 1943 | 1 | 0.00274 | 0.03326 | 0.56882 | 1326.5778
1825 | 1837 | 1 | 0.00027 | 0.00287 | 0.0483 | 1207.0663
1825 | 1902 | 1 | 0.0008 | 0.00887 | 0.18275 | 1326.5778
1941 | 1825 | 1 | 0.00039 | 0.00473 | 0.08098 | 1326.5778
1882 | 1826 | 1 | 0.00055 | 0.00803 | 0.14012 | 1493.8938
1899 | 1826 | 1 | 0.00012 | 0.00163 | 0.03441 | 1493.8938
1925 | 1826 | 1 | 0.00033 | 0.004 | 0.07007 | 1326.5778
1956 | 1827 | 1 | 0.00052 | 0.00502 | 0.1016 | 1207.0663
1827 | 1974 | 1 | 0.00042 | 0.00434 | 0.07482 | 1207.0663
1828 | 1831 | 1 | 0.00053 | 0.00555 | 0.09341 | 1207.0663
1828 | 1901 | 1 | 0.00064 | 0.00665 | 0.11468 | 1207.0663
1828 | 1972 | 1 | 0.00417 | 0.04619 | 0.95195 | 1326.5778
1829 | 1831 | 1 | 0.00191 | 0.01835 | 0.37165 | 1207.0663
1829 | 1832 | 1 | 0.00039 | 0.00376 | 0.07611 | 1207.0663
1829 | 1877 | 1 | 0.00072 | 0.00752 | 0.12968 | 1207.0663
1901 | 1830 | 1 | 0.00028 | 0.00288 | 0.04971 | 1207.0663
1884 | 1832 | 1 | 0.0019 | 0.02282 | 0.40016 | 1326.5778
1918 | 1833 | 1 | 0.00053 | 0.00507 | 0.10271 | 1207.0663
1834 | 1835 | 1 | 0.00024 | 0.00262 | 0.05409 | 1326.5778
1834 | 1859 | 1 | 0.00166 | 0.01996 | 0.34995 | 1326.5778
1834 | 1878 | 1 | 0.00043 | 0.00411 | 0.08329 | 1207.0663
1888 | 1834 | 1 | 0.00217 | 0.02082 | 0.42171 | 1207.0663
1834 | 1955 | 1 | 0.00052 | 0.00694 | 0.14631 | 1493.8938
1970 | 1834 | 1 | 0.00155 | 0.01632 | 0.27468 | 1207.0663
1836 | 2004 | 1 | 0.0006 | 0.00721 | 0.12649 | 1326.5778
1837 | 1909 | 1 | 0.00124 | 0.0149 | 0.26116 | 1326.5778
1838 | 1893 | 1 | 0.0003 | 0.0033 | 0.06798 | 1326.5778
1838 | 1926 | 1 | 0.00033 | 0.00398 | 0.06801 | 1326.5778
1839 | 1840 | 1 | 0.00054 | 0.00522 | 0.10569 | 1207.0663
1909 | 1840 | 1 | 0.00029 | 0.0028 | 0.05674 | 1207.0663
1917 | 1841 | 1 | 0.00057 | 0.00699 | 0.11954 | 1326.5778
1842 | 1954 | 1 | 0.00195 | 0.02365 | 0.40449 | 1326.5778
1843 | 1869 | 1 | 0.00244 | 0.02967 | 0.50747 | 1326.5778
1843 | 1879 | 1 | 0.00041 | 0.00429 | 0.07228 | 1207.0663
1844 | 1847 | 1 | 0.00076 | 0.00842 | 0.17352 | 1326.5778
1912 | 1844 | 1 | 0.00175 | 0.02097 | 0.36767 | 1326.5778
1844 | 1950 | 1 | 0.0004 | 0.00447 | 0.09219 | 1326.5778
2007 | 1844 | 1 | 0.00228 | 0.02777 | 0.47499 | 1326.5778
2007 | 1844 | 2 | 0.00228 | 0.02777 | 0.47499 | 1326.5778
1845 | 1846 | 1 | 0.00021 | 0.00248 | 0.04342 | 1326.5778
1845 | 1871 | 1 | 0.00198 | 0.02872 | 0.50115 | 1493.8938
1990 | 1845 | 1 | 0.00429 | 0.05219 | 0.89249 | 1326.5778
1846 | 1994 | 1 | 0.00103 | 0.0108 | 0.18173 | 1207.0663
1847 | 1865 | 1 | 0.00057 | 0.00823 | 0.14727 | 1493.8938
1950 | 1847 | 1 | 0.00036 | 0.00437 | 0.07665 | 1326.5778
1848 | 1853 | 1 | 0.00324 | 0.03592 | 0.74029 | 1326.5778
1848 | 1976 | 1 | 0.0011 | 0.01053 | 0.21328 | 1207.0663
1849 | 1854 | 1 | 0.00034 | 0.00378 | 0.07795 | 1326.5778
1983 | 1849 | 1 | 0.00031 | 0.00375 | 0.06567 | 1326.5778
1988 | 1849 | 1 | 0.0006 | 0.00788 | 0.16614 | 1493.8938
1999 | 1850 | 1 | 0.00093 | 0.01236 | 0.26043 | 1493.8938
1904 | 1851 | 1 | 0.0003 | 0.00317 | 0.05342 | 1207.0663
1852 | 1859 | 1 | 0.0026 | 0.02706 | 0.46682 | 1207.0663
1852 | 1877 | 1 | 0.00043 | 0.00443 | 0.0765 | 1207.0663
1908 | 1852 | 1 | 0.00056 | 0.00584 | 0.10075 | 1207.0663
1853 | 1867 | 1 | 0.00111 | 0.01598 | 0.28599 | 1493.8938
1936 | 1853 | 1 | 0.00016 | 0.0017 | 0.02939 | 1207.0663
1927 | 1854 | 1 | 0.00097 | 0.01174 | 0.20072 | 1326.5778
1983 | 1854 | 1 | 0.00063 | 0.00766 | 0.13106 | 1326.5778
1855 | 1858 | 1 | 0.00125 | 0.01303 | 0.22476 | 1207.0663
1855 | 1867 | 1 | 0.00381 | 0.04578 | 0.8026 | 1326.5778
1855 | 1873 | 1 | 0.00239 | 0.023 | 0.46581 | 1207.0663
1926 | 1856 | 1 | 0.00132 | 0.01375 | 0.23726 | 1207.0663
1958 | 1856 | 1 | 0.00039 | 0.00436 | 0.08987 | 1326.5778
1857 | 1875 | 1 | 0.00268 | 0.03263 | 0.55812 | 1326.5778
1894 | 1858 | 1 | 0.00288 | 0.02769 | 0.56081 | 1207.0663
1931 | 1860 | 1 | 0.0012 | 0.01455 | 0.24891 | 1326.5778
1931 | 1860 | 2 | 0.0012 | 0.01455 | 0.24891 | 1326.5778
1931 | 1860 | 3 | 0.0012 | 0.01455 | 0.24891 | 1326.5778
1949 | 1860 | 1 | 0.00058 | 0.00706 | 0.12077 | 1326.5778
1949 | 1860 | 2 | 0.00058 | 0.00706 | 0.12077 | 1326.5778
1911 | 1861 | 1 | 0.00092 | 0.01107 | 0.19417 | 1326.5778
1956 | 1862 | 1 | 0.00188 | 0.02253 | 0.39496 | 1326.5778
1889 | 1863 | 1 | 0.00096 | 0.01163 | 0.19889 | 1326.5778
1904 | 1863 | 1 | 0.00063 | 0.00763 | 0.13053 | 1326.5778
1864 | 1865 | 1 | 0.00075 | 0.00903 | 0.15837 | 1326.5778
1865 | 1978 | 1 | 0.00056 | 0.00578 | 0.09976 | 1207.0663
1967 | 1866 | 1 | 0.0026 | 0.03159 | 0.54028 | 1326.5778
1967 | 1866 | 2 | 0.0026 | 0.03159 | 0.54028 | 1326.5778
1967 | 1866 | 3 | 0.0026 | 0.03159 | 0.54028 | 1326.5778
1967 | 1866 | 4 | 0.0026 | 0.03159 | 0.54028 | 1326.5778
1867 | 1875 | 1 | 0.00076 | 0.0092 | 0.15741 | 1326.5778
1867 | 1978 | 1 | 0.00169 | 0.02053 | 0.35104 | 1326.5778
1893 | 1868 | 1 | 0.00074 | 0.00767 | 0.13228 | 1207.0663
1960 | 1868 | 1 | 0.00118 | 0.01129 | 0.22868 | 1207.0663
2004 | 1868 | 1 | 0.00016 | 0.00157 | 0.03174 | 1207.0663
1869 | 1876 | 1 | 0.00065 | 0.00794 | 0.13571 | 1326.5778
1917 | 1870 | 1 | 0.00082 | 0.00787 | 0.15935 | 1207.0663
1871 | 1876 | 1 | 0.00271 | 0.03255 | 0.57063 | 1326.5778
1912 | 1871 | 1 | 0.00185 | 0.02046 | 0.42163 | 1326.5778
1912 | 1871 | 2 | 0.00185 | 0.02046 | 0.42163 | 1326.5778
1949 | 1872 | 1 | 0.0004 | 0.00577 | 0.10063 | 1493.8938
1976 | 1873 | 1 | 0.00084 | 0.00868 | 0.14978 | 1207.0663
1945 | 1874 | 1 | 0.00151 | 0.01838 | 0.31441 | 1326.5778
1945 | 1874 | 2 | 0.00151 | 0.01838 | 0.31441 | 1326.5778
1984 | 1874 | 1 | 0.00066 | 0.00795 | 0.13934 | 1326.5778
1892 | 1875 | 1 | 0.00278 | 0.03383 | 0.57862 | 1326.5778
1936 | 1875 | 1 | 0.00056 | 0.00539 | 0.10923 | 1207.0663
1978 | 1876 | 1 | 0.00117 | 0.01425 | 0.24377 | 1326.5778
1906 | 1878 | 1 | 0.00141 | 0.01356 | 0.27455 | 1207.0663
1985 | 1879 | 1 | 0.0026 | 0.02741 | 0.46129 | 1207.0663
1992 | 1879 | 1 | 0.00307 | 0.02953 | 0.59809 | 1207.0663
1917 | 1880 | 1 | 0.00295 | 0.02829 | 0.57294 | 1207.0663
1904 | 1881 | 1 | 0.00177 | 0.01958 | 0.4035 | 1326.5778
1958 | 1881 | 1 | 0.00119 | 0.01257 | 0.21163 | 1207.0663
1883 | 1892 | 1 | 0.00124 | 0.01502 | 0.25682 | 1326.5778
1883 | 1892 | 2 | 0.00124 | 0.01502 | 0.25682 | 1326.5778
1883 | 1973 | 1 | 0.00057 | 0.00825 | 0.14396 | 1493.8938
1884 | 1938 | 1 | 0.00091 | 0.0121 | 0.25503 | 1493.8938
1884 | 1986 | 1 | 0.00086 | 0.00901 | 0.1517 | 1207.0663
1924 | 1885 | 1 | 0.00012 | 0.00076 | 0.64291 | 752.3249
1924 | 1885 | 2 | 0.00012 | 0.00076 | 0.64291 | 752.3249
1885 | 2006 | 1 | 0.00012 | 0.00074 | 0.62743 | 752.3249
1885 | 2006 | 2 | 0.00012 | 0.00074 | 0.62743 | 752.3249
1885 | 2006 | 3 | 0.00012 | 0.00074 | 0.62743 | 752.3249
1885 | 2006 | 4 | 0.00012 | 0.00074 | 0.62743 | 752.3249
1886 | 1972 | 1 | 0.00023 | 0.00281 | 0.04807 | 1326.5778
1913 | 1887 | 1 | 0.00029 | 0.003 | 0.05049 | 1207.0663
1930 | 1887 | 1 | 0.00057 | 0.00547 | 0.11069 | 1207.0663
1889 | 1919 | 1 | 0.00093 | 0.01116 | 0.19569 | 1326.5778
1889 | 1977 | 1 | 0.00095 | 0.01375 | 0.2399 | 1493.8938
1890 | 1932 | 1 | 0.00012 | 0.00181 | 0.03156 | 1493.8938
1890 | 1951 | 1 | 0.00015 | 0.00155 | 0.0267 | 1207.0663
1891 | 1915 | 1 | 0.00017 | 0.0011 | 0.95508 | 681.2156
1891 | 1915 | 2 | 0.00017 | 0.0011 | 0.95508 | 681.2156
1891 | 1962 | 1 | 0.00022 | 0.00086 | 0.56805 | 598.1551
1968 | 1891 | 1 | 0.00018 | 0.00114 | 0.98595 | 681.2156
1892 | 1944 | 1 | 0.00458 | 0.05499 | 0.96422 | 1326.5778
1892 | 1944 | 2 | 0.00458 | 0.05499 | 0.96422 | 1326.5778
1895 | 1993 | 1 | 0.00111 | 0.01232 | 0.25402 | 1326.5778
1895 | 2002 | 1 | 0.00022 | 0.00231 | 0.03885 | 1207.0663
1896 | 1946 | 1 | 0.00343 | 0.03805 | 0.78421 | 1326.5778
1939 | 1897 | 1 | 8e-05 | 0.00095 | 0.6161 | 982.3846
1897 | 1967 | 1 | 0.00012 | 0.00113 | 0.65499 | 794.154
1897 | 1967 | 2 | 0.00012 | 0.00113 | 0.65499 | 794.154
1897 | 1967 | 3 | 0.00012 | 0.00113 | 0.65499 | 794.154
1915 | 1898 | 1 | 0.00021 | 0.00133 | 1.1479 | 681.2156
1915 | 1898 | 2 | 0.00021 | 0.00133 | 1.1479 | 681.2156
1997 | 1898 | 1 | 0.00013 | 0.00155 | 1.0109 | 982.3846
1899 | 1980 | 1 | 0.00027 | 0.00286 | 0.04928 | 1207.0663
1961 | 1902 | 1 | 0.0006 | 0.00726 | 0.12723 | 1326.5778
1974 | 1902 | 1 | 0.00015 | 0.00217 | 0.03783 | 1493.8938
1968 | 1903 | 1 | 0.00013 | 0.00106 | 1.0021 | 884.9827
1904 | 1929 | 1 | 0.00124 | 0.01377 | 0.28391 | 1326.5778
1947 | 1905 | 1 | 0.00036 | 0.00398 | 0.082 | 1326.5778
1953 | 1905 | 1 | 0.0002 | 0.00245 | 0.043 | 1326.5778
1910 | 1907 | 1 | 0.00165 | 0.01733 | 0.29175 | 1207.0663
1935 | 1909 | 1 | 0.00027 | 0.00286 | 0.04929 | 1207.0663
1971 | 1909 | 1 | 0.00101 | 0.01116 | 0.22998 | 1326.5778
1951 | 1910 | 1 | 0.00213 | 0.0256 | 0.44884 | 1326.5778
1984 | 1910 | 1 | 0.00054 | 0.00661 | 0.113 | 1326.5778
1983 | 1911 | 1 | 0.00026 | 0.00291 | 0.06007 | 1326.5778
1912 | 1950 | 1 | 0.00207 | 0.02481 | 0.43499 | 1326.5778
2007 | 1912 | 1 | 0.0011 | 0.01055 | 0.21368 | 1207.0663
1913 | 1919 | 1 | 0.00018 | 0.00213 | 0.03732 | 1326.5778
1963 | 1913 | 1 | 0.00027 | 0.00297 | 0.0612 | 1326.5778
1953 | 1914 | 1 | 0.001 | 0.01204 | 0.21109 | 1326.5778
1953 | 1914 | 2 | 0.001 | 0.01204 | 0.21109 | 1326.5778
1939 | 1915 | 1 | 0.00011 | 0.00129 | 0.80239 | 919.641
1916 | 1945 | 1 | 0.00066 | 0.00735 | 0.15151 | 1326.5778
1916 | 1987 | 1 | 0.0006 | 0.00876 | 0.15284 | 1493.8938
1917 | 1990 | 1 | 0.00229 | 0.02755 | 0.48305 | 1326.5778
1972 | 1918 | 1 | 0.00107 | 0.0111 | 0.19149 | 1207.0663
2003 | 1918 | 1 | 0.00207 | 0.02151 | 0.37112 | 1207.0663
1930 | 1919 | 1 | 0.0003 | 0.0033 | 0.06806 | 1326.5778
1966 | 1919 | 1 | 0.00039 | 0.00469 | 0.08227 | 1326.5778
1921 | 1920 | 1 | 0.00026 | 0.00287 | 0.05918 | 1326.5778
1920 | 1957 | 1 | 0.00021 | 0.00256 | 0.0448 | 1326.5778
1921 | 1924 | 1 | 0.0002 | 0.00125 | 1.081 | 681.2156
1921 | 2002 | 1 | 0.00028 | 0.00337 | 0.05767 | 1326.5778
1921 | 2005 | 1 | 0.00074 | 0.0078 | 0.13135 | 1207.0663
1922 | 1955 | 1 | 0.00067 | 0.0081 | 0.14195 | 1326.5778
1923 | 1955 | 1 | 0.0008 | 0.00765 | 0.15492 | 1207.0663
1925 | 1961 | 1 | 0.00025 | 0.00262 | 0.04517 | 1207.0663
1927 | 1946 | 1 | 0.00041 | 0.00395 | 0.08005 | 1207.0663
1929 | 1958 | 1 | 0.00174 | 0.02087 | 0.36598 | 1326.5778
1969 | 1929 | 1 | 0.0009 | 0.00996 | 0.20535 | 1326.5778
1930 | 1977 | 1 | 0.00029 | 0.00304 | 0.05238 | 1207.0663
1934 | 1931 | 1 | 0.00232 | 0.02573 | 0.53033 | 1326.5778
1934 | 1931 | 2 | 0.00232 | 0.02573 | 0.53033 | 1326.5778
1934 | 1931 | 3 | 0.00232 | 0.02573 | 0.53033 | 1326.5778
1959 | 1932 | 1 | 0.00075 | 0.00907 | 0.15511 | 1326.5778
1934 | 1933 | 1 | 0.00014 | 0.00089 | 0.75215 | 752.3249
1934 | 1933 | 2 | 0.00014 | 0.00089 | 0.75215 | 752.3249
1934 | 1933 | 3 | 0.00014 | 0.00089 | 0.75215 | 752.3249
1934 | 2006 | 1 | 0.00015 | 0.00094 | 0.79169 | 752.3249
1934 | 2006 | 2 | 0.00015 | 0.00094 | 0.79169 | 752.3249
1934 | 2006 | 3 | 0.00015 | 0.00094 | 0.79169 | 752.3249
1934 | 2006 | 4 | 0.00015 | 0.00094 | 0.79169 | 752.3249
2004 | 1935 | 1 | 0.00037 | 0.00447 | 0.07841 | 1326.5778
1964 | 1937 | 1 | 0.00187 | 0.01796 | 0.36382 | 1207.0663
2007 | 1937 | 1 | 0.00315 | 0.04514 | 0.80783 | 1493.8938
1939 | 1967 | 1 | 0.0002 | 0.00186 | 1.0777 | 794.154
1940 | 1960 | 1 | 0.00155 | 0.01889 | 0.32312 | 1326.5778
1941 | 1971 | 1 | 0.00075 | 0.00721 | 0.14606 | 1207.0663
1942 | 1949 | 1 | 0.00282 | 0.03431 | 0.5868 | 1326.5778
1942 | 1952 | 1 | 0.00106 | 0.01175 | 0.2421 | 1326.5778
1944 | 1981 | 1 | 0.00186 | 0.02264 | 0.38715 | 1326.5778
1987 | 1945 | 1 | 0.00015 | 0.00185 | 0.03164 | 1326.5778
1996 | 1946 | 1 | 0.00076 | 0.00787 | 0.13576 | 1207.0663
1947 | 1953 | 1 | 0.00041 | 0.00496 | 0.08691 | 1326.5778
1947 | 1953 | 2 | 0.00041 | 0.00496 | 0.08691 | 1326.5778
1950 | 1978 | 1 | 0.00148 | 0.018 | 0.30792 | 1326.5778
1957 | 1952 | 1 | 0.00157 | 0.01743 | 0.35934 | 1326.5778
1990 | 1954 | 1 | 0.00129 | 0.01434 | 0.29559 | 1326.5778
1956 | 1981 | 1 | 0.00167 | 0.02033 | 0.34774 | 1326.5778
1957 | 2005 | 1 | 0.00042 | 0.00499 | 0.08754 | 1326.5778
1959 | 2002 | 1 | 0.00052 | 0.00546 | 0.09186 | 1207.0663
1962 | 1969 | 1 | 0.00143 | 0.01733 | 0.29636 | 1326.5778
1977 | 1963 | 1 | 0.00038 | 0.00417 | 0.08593 | 1326.5778
1982 | 1963 | 1 | 0.00076 | 0.00802 | 0.13493 | 1207.0663
2000 | 1964 | 1 | 0.00082 | 0.00861 | 0.14497 | 1207.0663
2000 | 1965 | 1 | 0.00076 | 0.00838 | 0.17273 | 1326.5778
1968 | 1982 | 1 | 0.00015 | 0.00182 | 1.1361 | 919.641
1988 | 1968 | 1 | 0.00011 | 0.00073 | 0.62827 | 681.2156
1988 | 1968 | 2 | 0.00011 | 0.00073 | 0.62827 | 681.2156
1988 | 1968 | 3 | 0.00011 | 0.00073 | 0.62827 | 681.2156
1979 | 1980 | 1 | 0.00015 | 0.00159 | 0.02675 | 1207.0663
1988 | 1983 | 1 | 0.00058 | 0.0071 | 0.12141 | 1326.5778
1985 | 1994 | 1 | 0.00339 | 0.03757 | 0.77439 | 1326.5778
1998 | 1985 | 1 | 0.00708 | 0.06803 | 1.3777 | 1207.0663
1988 | 1999 | 1 | 0.00102 | 0.01243 | 0.21254 | 1326.5778

## Transformers
From Bus Number | From Bus Nominal Kv | To Bus Number | To Bus Nominal kV | Circuit Number | R, pu | X, pu | B, pu | MVA Limit
1 | 13.8 | 1874 | 345 | 1 | 9e-05 | 0.00351 | 0 | 2848.2
3 | 115 | 1921 | 345 | 1 | 0.0002 | 0.016 | 0 | 1000
4 | 115 | 1934 | 345 | 1 | 0.0002 | 0.016 | 0 | 1000
9 | 115 | 1933 | 345 | 1 | 0.0002 | 0.016 | 0 | 1000
10 | 115 | 1783 | 345 | 2 | 0.0002 | 0.016 | 0 | 1000
10 | 115 | 1783 | 345 | 1 | 0.0002 | 0.016 | 0 | 1000
13 | 115 | 1924 | 345 | 1 | 0.0002 | 0.016 | 0 | 1000
14 | 115 | 1885 | 345 | 1 | 0.0002 | 0.016 | 0 | 1000
23 | 115 | 1959 | 345 | 1 | 0.0002 | 0.016 | 0 | 1000
24 | 115 | 1991 | 345 | 1 | 0.0002 | 0.016 | 0 | 1000
25 | 115 | 1895 | 345 | 1 | 0.0002 | 0.016 | 0 | 1000
27 | 115 | 1784 | 345 | 2 | 0.0002 | 0.016 | 0 | 1000
27 | 115 | 1784 | 345 | 1 | 0.0002 | 0.016 | 0 | 1000
35 | 115 | 1920 | 345 | 1 | 0.0002 | 0.016 | 0 | 1000
37 | 115 | 1957 | 345 | 1 | 0.0002 | 0.016 | 0 | 1000
42 | 115 | 2005 | 345 | 1 | 0.0002 | 0.016 | 0 | 1000
48 | 115 | 1785 | 345 | 1 | 0.0002 | 0.016 | 0 | 1000
49 | 115 | 2002 | 345 | 1 | 0.0002 | 0.016 | 0 | 1000
56 | 115 | 1948 | 345 | 1 | 0.0002 | 0.016 | 0 | 1000
79 | 115 | 2001 | 345 | 1 | 0.0002 | 0.016 | 0 | 1000
87 | 115 | 1993 | 345 | 1 | 0.0002 | 0.016 | 0 | 1000
100 | 115 | 1890 | 345 | 1 | 0.0002 | 0.016 | 0 | 1000
105 | 115 | 1932 | 345 | 1 | 0.0002 | 0.016 | 0 | 1000
107 | 115 | 1786 | 345 | 1 | 0.0002 | 0.016 | 0 | 1000
110 | 115 | 1951 | 345 | 1 | 0.0002 | 0.016 | 0 | 1000
115 | 115 | 2006 | 345 | 1 | 0.0002 | 0.016 | 0 | 1000
132 | 115 | 1787 | 345 | 2 | 0.0002 | 0.016 | 0 | 1000
132 | 115 | 1787 | 345 | 1 | 0.0002 | 0.016 | 0 | 1000
136 | 115 | 1788 | 345 | 1 | 0.0002 | 0.016 | 0 | 1000
136 | 115 | 1788 | 345 | 2 | 0.0002 | 0.016 | 0 | 1000
193 | 115 | 1789 | 345 | 2 | 0.0002 | 0.016 | 0 | 1000
193 | 115 | 1789 | 345 | 1 | 0.0002 | 0.016 | 0 | 1000
204 | 115 | 1790 | 345 | 2 | 0.0002 | 0.016 | 0 | 1000
204 | 115 | 1790 | 345 | 1 | 0.0002 | 0.016 | 0 | 1000
216 | 115 | 1975 | 345 | 1 | 0.0002 | 0.016 | 0 | 1000
230 | 115 | 1989 | 345 | 1 | 0.0002 | 0.016 | 0 | 1000
237 | 115 | 1791 | 345 | 1 | 0.0002 | 0.016 | 0 | 1000
237 | 115 | 1791 | 345 | 2 | 0.0002 | 0.016 | 0 | 1000
239 | 115 | 2000 | 345 | 1 | 0.0002 | 0.016 | 0 | 1000
244 | 115 | 1792 | 345 | 1 | 0.0002 | 0.016 | 0 | 1000
244 | 115 | 1792 | 345 | 2 | 0.0002 | 0.016 | 0 | 1000
245 | 115 | 1793 | 345 | 2 | 0.0002 | 0.016 | 0 | 1000
245 | 115 | 1793 | 345 | 1 | 0.0002 | 0.016 | 0 | 1000
255 | 115 | 1794 | 345 | 2 | 0.0002 | 0.016 | 0 | 1000
255 | 115 | 1794 | 345 | 1 | 0.0002 | 0.016 | 0 | 1000
258 | 115 | 1896 | 345 | 1 | 0.0002 | 0.016 | 0 | 1000
259 | 115 | 1795 | 345 | 1 | 0.0002 | 0.016 | 0 | 1000
277 | 115 | 1916 | 345 | 1 | 0.0002 | 0.016 | 0 | 1000
278 | 115 | 1947 | 345 | 1 | 0.0002 | 0.016 | 0 | 1000
289 | 115 | 1984 | 345 | 1 | 0.0002 | 0.016 | 0 | 1000
290 | 115 | 1900 | 345 | 1 | 0.0002 | 0.016 | 0 | 1000
306 | 115 | 1796 | 345 | 1 | 0.0002 | 0.016 | 0 | 1000
306 | 115 | 1796 | 345 | 2 | 0.0002 | 0.016 | 0 | 1000
319 | 115 | 1953 | 345 | 1 | 0.0002 | 0.016 | 0 | 1000
320 | 115 | 1905 | 345 | 1 | 0.0002 | 0.016 | 0 | 1000
321 | 115 | 1797 | 345 | 2 | 0.0002 | 0.016 | 0 | 1000
321 | 115 | 1797 | 345 | 1 | 0.0002 | 0.016 | 0 | 1000
334 | 115 | 1798 | 345 | 1 | 0.0002 | 0.016 | 0 | 1000
334 | 115 | 1798 | 345 | 2 | 0.0002 | 0.016 | 0 | 1000
336 | 115 | 1987 | 345 | 1 | 0.0002 | 0.016 | 0 | 1000
339 | 115 | 1945 | 345 | 1 | 0.0002 | 0.016 | 0 | 1000
340 | 115 | 1799 | 345 | 1 | 0.0002 | 0.016 | 0 | 1000
340 | 115 | 1799 | 345 | 2 | 0.0002 | 0.016 | 0 | 1000
365 | 115 | 1942 | 345 | 1 | 0.0002 | 0.016 | 0 | 1000
380 | 115 | 1952 | 345 | 1 | 0.0002 | 0.016 | 0 | 1000
389 | 115 | 1800 | 345 | 2 | 0.0002 | 0.016 | 0 | 1000
389 | 115 | 1800 | 345 | 1 | 0.0002 | 0.016 | 0 | 1000
409 | 115 | 1931 | 345 | 1 | 0.0002 | 0.016 | 0 | 1000
421 | 115 | 2007 | 345 | 1 | 0.0002 | 0.016 | 0 | 1000
424 | 115 | 1912 | 345 | 1 | 0.0002 | 0.016 | 0 | 1000
428 | 115 | 1801 | 345 | 2 | 0.0002 | 0.016 | 0 | 1000
428 | 115 | 1801 | 345 | 1 | 0.0002 | 0.016 | 0 | 1000
434 | 115 | 1949 | 345 | 1 | 0.0002 | 0.016 | 0 | 1000
442 | 115 | 1914 | 345 | 1 | 0.0002 | 0.016 | 0 | 1000
447 | 115 | 1802 | 345 | 1 | 0.0002 | 0.016 | 0 | 1000
501 | 115 | 1910 | 345 | 1 | 0.0002 | 0.016 | 0 | 1000
510 | 115 | 1803 | 345 | 1 | 0.0002 | 0.016 | 0 | 1000
513 | 115 | 1804 | 345 | 2 | 0.0002 | 0.016 | 0 | 1000
513 | 115 | 1804 | 345 | 1 | 0.0002 | 0.016 | 0 | 1000
515 | 115 | 1907 | 345 | 1 | 0.0002 | 0.016 | 0 | 1000
533 | 115 | 1965 | 345 | 1 | 0.0002 | 0.016 | 0 | 1000
540 | 115 | 1805 | 345 | 1 | 0.0002 | 0.016 | 0 | 1000
540 | 115 | 1805 | 345 | 2 | 0.0002 | 0.016 | 0 | 1000
545 | 115 | 1964 | 345 | 1 | 0.0002 | 0.016 | 0 | 1000
552 | 115 | 1937 | 345 | 1 | 0.0002 | 0.016 | 0 | 1000
558 | 115 | 1806 | 345 | 2 | 0.0002 | 0.016 | 0 | 1000
558 | 115 | 1806 | 345 | 1 | 0.0002 | 0.016 | 0 | 1000
565 | 115 | 1807 | 345 | 1 | 0.0002 | 0.016 | 0 | 1000
565 | 115 | 1807 | 345 | 2 | 0.0002 | 0.016 | 0 | 1000
569 | 115 | 1883 | 345 | 1 | 0.0002 | 0.016 | 0 | 1000
581 | 115 | 1973 | 345 | 1 | 0.0002 | 0.016 | 0 | 1000
605 | 115 | 1892 | 345 | 1 | 0.0002 | 0.016 | 0 | 1000
611 | 115 | 1808 | 345 | 2 | 0.0002 | 0.016 | 0 | 1000
611 | 115 | 1808 | 345 | 1 | 0.0002 | 0.016 | 0 | 1000
627 | 115 | 1988 | 345 | 1 | 0.0002 | 0.016 | 0 | 1000
628 | 115 | 1968 | 345 | 1 | 0.0002 | 0.016 | 0 | 1000
637 | 115 | 1982 | 345 | 1 | 0.0002 | 0.016 | 0 | 1000
638 | 115 | 1891 | 345 | 1 | 0.0002 | 0.016 | 0 | 1000
646 | 115 | 1903 | 345 | 1 | 0.0002 | 0.016 | 0 | 1000
650 | 115 | 1809 | 345 | 1 | 0.0002 | 0.016 | 0 | 1000
653 | 115 | 1962 | 345 | 1 | 0.0002 | 0.016 | 0 | 1000
664 | 115 | 1983 | 345 | 1 | 0.0002 | 0.016 | 0 | 1000
665 | 115 | 1810 | 345 | 1 | 0.0002 | 0.016 | 0 | 1000
671 | 115 | 1939 | 345 | 1 | 0.0002 | 0.016 | 0 | 1000
673 | 115 | 1915 | 345 | 1 | 0.0002 | 0.016 | 0 | 1000
674 | 115 | 1897 | 345 | 1 | 0.0002 | 0.016 | 0 | 1000
677 | 115 | 1911 | 345 | 1 | 0.0002 | 0.016 | 0 | 1000
683 | 115 | 1966 | 345 | 1 | 0.0002 | 0.016 | 0 | 1000
687 | 115 | 1996 | 345 | 1 | 0.0002 | 0.016 | 0 | 1000
688 | 115 | 1927 | 345 | 1 | 0.0002 | 0.016 | 0 | 1000
695 | 115 | 1889 | 345 | 1 | 0.0002 | 0.016 | 0 | 1000
696 | 115 | 1946 | 345 | 1 | 0.0002 | 0.016 | 0 | 1000
699 | 115 | 1811 | 345 | 1 | 0.0002 | 0.016 | 0 | 1000
702 | 115 | 1930 | 345 | 1 | 0.0002 | 0.016 | 0 | 1000
703 | 115 | 1977 | 345 | 1 | 0.0002 | 0.016 | 0 | 1000
705 | 115 | 1963 | 345 | 1 | 0.0002 | 0.016 | 0 | 1000
706 | 115 | 1913 | 345 | 1 | 0.0002 | 0.016 | 0 | 1000
707 | 115 | 1919 | 345 | 1 | 0.0002 | 0.016 | 0 | 1000
709 | 115 | 1887 | 345 | 1 | 0.0002 | 0.016 | 0 | 1000
713 | 115 | 1967 | 345 | 1 | 0.0002 | 0.016 | 0 | 1000
729 | 115 | 1928 | 345 | 1 | 0.0002 | 0.016 | 0 | 1000
730 | 115 | 1812 | 345 | 1 | 0.0002 | 0.016 | 0 | 1000
730 | 115 | 1812 | 345 | 2 | 0.0002 | 0.016 | 0 | 1000
738 | 115 | 1969 | 345 | 1 | 0.0002 | 0.016 | 0 | 1000
742 | 115 | 1997 | 345 | 1 | 0.0002 | 0.016 | 0 | 1000
743 | 115 | 1898 | 345 | 1 | 0.0002 | 0.016 | 0 | 1000
765 | 115 | 1813 | 345 | 2 | 0.0002 | 0.016 | 0 | 1000
765 | 115 | 1813 | 345 | 1 | 0.0002 | 0.016 | 0 | 1000
772 | 115 | 1814 | 345 | 1 | 0.0002 | 0.016 | 0 | 1000
772 | 115 | 1814 | 345 | 2 | 0.0002 | 0.016 | 0 | 1000
779 | 115 | 1815 | 345 | 1 | 0.0002 | 0.016 | 0 | 1000
788 | 115 | 1816 | 345 | 1 | 0.0002 | 0.016 | 0 | 1000
814 | 115 | 1999 | 345 | 1 | 0.0002 | 0.016 | 0 | 1000
824 | 115 | 1904 | 345 | 1 | 0.0002 | 0.016 | 0 | 1000
830 | 115 | 1929 | 345 | 1 | 0.0002 | 0.016 | 0 | 1000
842 | 115 | 1817 | 345 | 2 | 0.0002 | 0.016 | 0 | 1000
842 | 115 | 1817 | 345 | 1 | 0.0002 | 0.016 | 0 | 1000
849 | 115 | 1818 | 345 | 2 | 0.0002 | 0.016 | 0 | 1000
849 | 115 | 1818 | 345 | 1 | 0.0002 | 0.016 | 0 | 1000
853 | 115 | 1884 | 345 | 1 | 0.0002 | 0.016 | 0 | 1000
869 | 115 | 1986 | 345 | 1 | 0.0002 | 0.016 | 0 | 1000
870 | 115 | 1819 | 345 | 2 | 0.0002 | 0.016 | 0 | 1000
870 | 115 | 1819 | 345 | 1 | 0.0002 | 0.016 | 0 | 1000
879 | 115 | 1820 | 345 | 1 | 0.0002 | 0.016 | 0 | 1000
879 | 115 | 1820 | 345 | 2 | 0.0002 | 0.016 | 0 | 1000
883 | 115 | 1938 | 345 | 1 | 0.0002 | 0.016 | 0 | 1000
884 | 115 | 1821 | 345 | 1 | 0.0002 | 0.016 | 0 | 1000
892 | 115 | 1822 | 345 | 2 | 0.0002 | 0.016 | 0 | 1000
892 | 115 | 1822 | 345 | 1 | 0.0002 | 0.016 | 0 | 1000
893 | 115 | 1823 | 345 | 1 | 0.0002 | 0.016 | 0 | 1000
902 | 115 | 1824 | 345 | 1 | 0.0002 | 0.016 | 0 | 1000
918 | 115 | 1943 | 345 | 1 | 0.0002 | 0.016 | 0 | 1000
921 | 115 | 1882 | 345 | 1 | 0.0002 | 0.016 | 0 | 1000
942 | 115 | 1995 | 345 | 1 | 0.0002 | 0.016 | 0 | 1000
960 | 115 | 1941 | 345 | 1 | 0.0002 | 0.016 | 0 | 1000
961 | 115 | 1825 | 345 | 2 | 0.0002 | 0.016 | 0 | 1000
961 | 115 | 1825 | 345 | 1 | 0.0002 | 0.016 | 0 | 1000
980 | 115 | 1925 | 345 | 1 | 0.0002 | 0.016 | 0 | 1000
982 | 115 | 1961 | 345 | 1 | 0.0002 | 0.016 | 0 | 1000
989 | 115 | 1899 | 345 | 1 | 0.0002 | 0.016 | 0 | 1000
990 | 115 | 1979 | 345 | 1 | 0.0002 | 0.016 | 0 | 1000
991 | 115 | 1980 | 345 | 1 | 0.0002 | 0.016 | 0 | 1000
992 | 115 | 1826 | 345 | 2 | 0.0002 | 0.016 | 0 | 1000
992 | 115 | 1826 | 345 | 1 | 0.0002 | 0.016 | 0 | 1000
1003 | 115 | 1956 | 345 | 1 | 0.0002 | 0.016 | 0 | 1000
1007 | 115 | 1827 | 345 | 1 | 0.0002 | 0.016 | 0 | 1000
1009 | 115 | 1974 | 345 | 1 | 0.0002 | 0.016 | 0 | 1000
1011 | 115 | 1902 | 345 | 1 | 0.0002 | 0.016 | 0 | 1000
1016 | 115 | 1828 | 345 | 1 | 0.0002 | 0.016 | 0 | 1000
1017 | 115 | 1901 | 345 | 1 | 0.0002 | 0.016 | 0 | 1000
1022 | 115 | 1829 | 345 | 1 | 0.0002 | 0.016 | 0 | 1000
1024 | 115 | 1830 | 345 | 1 | 0.0002 | 0.016 | 0 | 1000
1049 | 115 | 1831 | 345 | 1 | 0.0002 | 0.016 | 0 | 1000
1050 | 115 | 1832 | 345 | 1 | 0.0002 | 0.016 | 0 | 1000
1068 | 115 | 1908 | 345 | 1 | 0.0002 | 0.016 | 0 | 1000
1069 | 115 | 1886 | 345 | 1 | 0.0002 | 0.016 | 0 | 1000
1073 | 115 | 1906 | 345 | 1 | 0.0002 | 0.016 | 0 | 1000
1074 | 115 | 1888 | 345 | 1 | 0.0002 | 0.016 | 0 | 1000
1078 | 115 | 1922 | 345 | 1 | 0.0002 | 0.016 | 0 | 1000
1080 | 115 | 1972 | 345 | 1 | 0.0002 | 0.016 | 0 | 1000
1095 | 115 | 2003 | 345 | 1 | 0.0002 | 0.016 | 0 | 1000
1096 | 115 | 1918 | 345 | 1 | 0.0002 | 0.016 | 0 | 1000
1097 | 115 | 1970 | 345 | 1 | 0.0002 | 0.016 | 0 | 1000
1103 | 115 | 1833 | 345 | 2 | 0.0002 | 0.016 | 0 | 1000
1103 | 115 | 1833 | 345 | 1 | 0.0002 | 0.016 | 0 | 1000
1109 | 115 | 1834 | 345 | 1 | 0.0002 | 0.016 | 0 | 1000
1109 | 115 | 1834 | 345 | 2 | 0.0002 | 0.016 | 0 | 1000
1114 | 115 | 1923 | 345 | 1 | 0.0002 | 0.016 | 0 | 1000
1116 | 115 | 1835 | 345 | 2 | 0.0002 | 0.016 | 0 | 1000
1116 | 115 | 1835 | 345 | 1 | 0.0002 | 0.016 | 0 | 1000
1119 | 115 | 1955 | 345 | 1 | 0.0002 | 0.016 | 0 | 1000
1131 | 115 | 1940 | 345 | 1 | 0.0002 | 0.016 | 0 | 1000
1136 | 115 | 1836 | 345 | 2 | 0.0002 | 0.016 | 0 | 1000
1136 | 115 | 1836 | 345 | 1 | 0.0002 | 0.016 | 0 | 1000
1137 | 115 | 2004 | 345 | 1 | 0.0002 | 0.016 | 0 | 1000
1143 | 115 | 1837 | 345 | 1 | 0.0002 | 0.016 | 0 | 1000
1143 | 115 | 1837 | 345 | 2 | 0.0002 | 0.016 | 0 | 1000
1165 | 115 | 1838 | 345 | 1 | 0.0002 | 0.016 | 0 | 1000
1165 | 115 | 1838 | 345 | 2 | 0.0002 | 0.016 | 0 | 1000
1170 | 115 | 1958 | 345 | 1 | 0.0002 | 0.016 | 0 | 1000
1171 | 115 | 1926 | 345 | 1 | 0.0002 | 0.016 | 0 | 1000
1175 | 115 | 1971 | 345 | 1 | 0.0002 | 0.016 | 0 | 1000
1183 | 115 | 1935 | 345 | 1 | 0.0002 | 0.016 | 0 | 1000
1190 | 115 | 1960 | 345 | 1 | 0.0002 | 0.016 | 0 | 1000
1199 | 115 | 1839 | 345 | 1 | 0.0002 | 0.016 | 0 | 1000
1203 | 115 | 1909 | 345 | 1 | 0.0002 | 0.016 | 0 | 1000
1204 | 115 | 1840 | 345 | 1 | 0.0002 | 0.016 | 0 | 1000
1209 | 115 | 1893 | 345 | 1 | 0.0002 | 0.016 | 0 | 1000
1218 | 115 | 1944 | 345 | 1 | 0.0002 | 0.016 | 0 | 1000
1239 | 115 | 1981 | 345 | 1 | 0.0002 | 0.016 | 0 | 1000
1268 | 115 | 1998 | 345 | 1 | 0.0002 | 0.016 | 0 | 1000
1270 | 115 | 1917 | 345 | 1 | 0.0002 | 0.016 | 0 | 1000
1276 | 115 | 1841 | 345 | 1 | 0.0002 | 0.016 | 0 | 1000
1276 | 115 | 1841 | 345 | 2 | 0.0002 | 0.016 | 0 | 1000
1286 | 115 | 1842 | 345 | 1 | 0.0002 | 0.016 | 0 | 1000
1290 | 115 | 1990 | 345 | 1 | 0.0002 | 0.016 | 0 | 1000
1297 | 115 | 1954 | 345 | 1 | 0.0002 | 0.016 | 0 | 1000
1299 | 115 | 1985 | 345 | 1 | 0.0002 | 0.016 | 0 | 1000
1302 | 115 | 1843 | 345 | 2 | 0.0002 | 0.016 | 0 | 1000
1302 | 115 | 1843 | 345 | 1 | 0.0002 | 0.016 | 0 | 1000
1313 | 115 | 1844 | 345 | 1 | 0.0002 | 0.016 | 0 | 1000
1325 | 115 | 1845 | 345 | 2 | 0.0002 | 0.016 | 0 | 1000
1325 | 115 | 1845 | 345 | 1 | 0.0002 | 0.016 | 0 | 1000
1334 | 115 | 1846 | 345 | 2 | 0.0002 | 0.016 | 0 | 1000
1334 | 115 | 1846 | 345 | 1 | 0.0002 | 0.016 | 0 | 1000
1340 | 115 | 1992 | 345 | 1 | 0.0002 | 0.016 | 0 | 1000
1342 | 115 | 1994 | 345 | 1 | 0.0002 | 0.016 | 0 | 1000
1354 | 115 | 1950 | 345 | 1 | 0.0002 | 0.016 | 0 | 1000
1357 | 115 | 1847 | 345 | 2 | 0.0002 | 0.016 | 0 | 1000
1357 | 115 | 1847 | 345 | 1 | 0.0002 | 0.016 | 0 | 1000
1370 | 115 | 1848 | 345 | 1 | 0.0002 | 0.016 | 0 | 1000
1371 | 115 | 1936 | 345 | 1 | 0.0002 | 0.016 | 0 | 1000
1377 | 115 | 1976 | 345 | 1 | 0.0002 | 0.016 | 0 | 1000
1407 | 115 | 1894 | 345 | 1 | 0.0002 | 0.016 | 0 | 1000
1419 | 115 | 1849 | 345 | 2 | 0.0002 | 0.016 | 0 | 1000
1419 | 115 | 1849 | 345 | 1 | 0.0002 | 0.016 | 0 | 1000
1421 | 115 | 1850 | 345 | 1 | 0.0002 | 0.016 | 0 | 1000
1421 | 115 | 1850 | 345 | 2 | 0.0002 | 0.016 | 0 | 1000
1422 | 115 | 1851 | 345 | 1 | 0.0002 | 0.016 | 0 | 1000
1423 | 115 | 1852 | 345 | 2 | 0.0002 | 0.016 | 0 | 1000
1423 | 115 | 1852 | 345 | 1 | 0.0002 | 0.016 | 0 | 1000
1424 | 115 | 1853 | 345 | 1 | 0.0002 | 0.016 | 0 | 1000
1425 | 115 | 1854 | 345 | 2 | 0.0002 | 0.016 | 0 | 1000
1425 | 115 | 1854 | 345 | 1 | 0.0002 | 0.016 | 0 | 1000
1426 | 115 | 1855 | 345 | 1 | 0.0002 | 0.016 | 0 | 1000
1436 | 115 | 1856 | 345 | 2 | 0.0002 | 0.016 | 0 | 1000
1436 | 115 | 1856 | 345 | 1 | 0.0002 | 0.016 | 0 | 1000
1439 | 115 | 1857 | 345 | 2 | 0.0002 | 0.016 | 0 | 1000
1439 | 115 | 1857 | 345 | 1 | 0.0002 | 0.016 | 0 | 1000
1440 | 115 | 1858 | 345 | 1 | 0.0002 | 0.016 | 0 | 1000
1441 | 115 | 1859 | 345 | 1 | 0.0002 | 0.016 | 0 | 1000
1442 | 115 | 1860 | 345 | 1 | 0.0002 | 0.016 | 0 | 1000
1447 | 115 | 1861 | 345 | 2 | 0.0002 | 0.016 | 0 | 1000
1447 | 115 | 1861 | 345 | 1 | 0.0002 | 0.016 | 0 | 1000
1448 | 115 | 1862 | 345 | 1 | 0.0002 | 0.016 | 0 | 1000
1450 | 115 | 1863 | 345 | 1 | 0.0002 | 0.016 | 0 | 1000
1451 | 115 | 1864 | 345 | 2 | 0.0002 | 0.016 | 0 | 1000
1451 | 115 | 1864 | 345 | 1 | 0.0002 | 0.016 | 0 | 1000
1454 | 115 | 1865 | 345 | 2 | 0.0002 | 0.016 | 0 | 1000
1454 | 115 | 1865 | 345 | 1 | 0.0002 | 0.016 | 0 | 1000
1455 | 115 | 1866 | 345 | 2 | 0.0002 | 0.016 | 0 | 1000
1455 | 115 | 1866 | 345 | 1 | 0.0002 | 0.016 | 0 | 1000
1458 | 115 | 1867 | 345 | 2 | 0.0002 | 0.016 | 0 | 1000
1458 | 115 | 1867 | 345 | 1 | 0.0002 | 0.016 | 0 | 1000
1460 | 115 | 1868 | 345 | 1 | 0.0002 | 0.016 | 0 | 1000
1462 | 115 | 1869 | 345 | 1 | 0.0002 | 0.016 | 0 | 1000
1465 | 115 | 1978 | 345 | 1 | 0.0002 | 0.016 | 0 | 1000
1467 | 115 | 1870 | 345 | 1 | 0.0002 | 0.016 | 0 | 1000
1470 | 115 | 1871 | 345 | 1 | 0.0002 | 0.016 | 0 | 1000
1473 | 115 | 1872 | 345 | 1 | 0.0002 | 0.016 | 0 | 1000
1474 | 115 | 1873 | 345 | 2 | 0.0002 | 0.016 | 0 | 1000
1474 | 115 | 1873 | 345 | 1 | 0.0002 | 0.016 | 0 | 1000
1476 | 115 | 1874 | 345 | 2 | 0.0002 | 0.016 | 0 | 1000
1476 | 115 | 1874 | 345 | 1 | 0.0002 | 0.016 | 0 | 1000
1479 | 115 | 1875 | 345 | 1 | 0.0002 | 0.016 | 0 | 1000
1480 | 115 | 1876 | 345 | 1 | 0.0002 | 0.016 | 0 | 1000
1481 | 115 | 1877 | 345 | 1 | 0.0002 | 0.016 | 0 | 1000
1482 | 115 | 1878 | 345 | 1 | 0.0002 | 0.016 | 0 | 1000
1485 | 115 | 1879 | 345 | 1 | 0.0002 | 0.016 | 0 | 1000
1489 | 115 | 1880 | 345 | 1 | 0.0002 | 0.016 | 0 | 1000
1493 | 115 | 1881 | 345 | 1 | 0.0002 | 0.016 | 0 | 1000
1502 | 13.8 | 1849 | 345 | 1 | 0.00065 | 0.02604 | 0 | 384
1503 | 13.8 | 1849 | 345 | 1 | 0.00084 | 0.03361 | 0 | 297.5
1504 | 13.8 | 1849 | 345 | 1 | 0.00112 | 0.04497 | 0 | 222.4
1505 | 13.8 | 1849 | 345 | 1 | 0.00052 | 0.02083 | 0 | 480
1506 | 13.8 | 1849 | 345 | 1 | 0.00024 | 0.00978 | 0 | 1022.4
1507 | 13.8 | 1849 | 345 | 1 | 0.00112 | 0.04474 | 0 | 223.5
1508 | 13.8 | 1849 | 345 | 1 | 0.00052 | 0.02077 | 0 | 481.3
1509 | 13.8 | 1420 | 115 | 1 | 0.15152 | 6.0606 | 0 | 1.6
1510 | 13.8 | 1850 | 345 | 1 | 0.00214 | 0.08556 | 0 | 116.9
1511 | 13.8 | 1850 | 345 | 1 | 0.00029 | 0.0117 | 0 | 854.9
1512 | 13.8 | 1850 | 345 | 1 | 0.00076 | 0.03051 | 0 | 327.8
1513 | 13.8 | 1850 | 345 | 1 | 0.0004 | 0.01593 | 0 | 627.7
1514 | 13.8 | 1851 | 345 | 1 | 0.00901 | 0.36054 | 0 | 27.7
1515 | 13.8 | 1851 | 345 | 1 | 0.00396 | 0.15832 | 0 | 63.2
1516 | 13.8 | 1851 | 345 | 1 | 0.00101 | 0.04055 | 0 | 246.6
1517 | 13.8 | 1852 | 345 | 1 | 0.00947 | 0.37879 | 0 | 26.4
1518 | 13.8 | 1852 | 345 | 1 | 0.00046 | 0.01836 | 0 | 544.6
1519 | 13.8 | 1852 | 345 | 1 | 0.00033 | 0.01337 | 0 | 748
1520 | 13.8 | 1852 | 345 | 1 | 0.00027 | 0.01086 | 0 | 920.6
1521 | 13.8 | 1853 | 345 | 1 | 0.00648 | 0.25923 | 0 | 38.6
1522 | 13.8 | 1853 | 345 | 1 | 0.00182 | 0.07294 | 0 | 137.1
1523 | 13.8 | 1853 | 345 | 1 | 0.00378 | 0.15122 | 0 | 66.1
1524 | 13.8 | 1853 | 345 | 1 | 0.00156 | 0.0624 | 0 | 160.3
1525 | 13.8 | 1854 | 345 | 1 | 0.00022 | 0.00867 | 0 | 1153.1
1526 | 13.8 | 1854 | 345 | 1 | 0.00013 | 0.00539 | 0 | 1856.8
1527 | 13.8 | 1854 | 345 | 1 | 0.00037 | 0.01481 | 0 | 675.1
1528 | 13.8 | 1854 | 345 | 1 | 0.00772 | 0.30863 | 0 | 32.4
1529 | 13.8 | 1854 | 345 | 1 | 0.05064 | 2.0255 | 0 | 4.9
1530 | 13.8 | 1855 | 345 | 1 | 0.0008 | 0.03198 | 0 | 312.7
1531 | 13.8 | 1855 | 345 | 1 | 0.00296 | 0.11855 | 0 | 84.4
1532 | 13.8 | 1427 | 115 | 1 | 0.07577 | 3.031 | 0 | 3.3
1533 | 13.8 | 1428 | 115 | 1 | 0.14145 | 5.6578 | 0 | 1.8
1534 | 13.8 | 1428 | 115 | 1 | 0.0884 | 3.5361 | 0 | 2.8
1535 | 13.8 | 1428 | 115 | 1 | 0.0884 | 3.5361 | 0 | 2.8
1536 | 13.8 | 1429 | 115 | 1 | 0.03536 | 1.4144 | 0 | 7.1
1537 | 13.8 | 1430 | 115 | 1 | 0.07577 | 3.031 | 0 | 3.3
1538 | 13.8 | 1430 | 115 | 1 | 0.05894 | 2.3574 | 0 | 4.2
1539 | 13.8 | 1430 | 115 | 1 | 0.0884 | 3.5361 | 0 | 2.8
1540 | 13.8 | 1430 | 115 | 1 | 0.0884 | 3.5361 | 0 | 2.8
1541 | 13.8 | 1431 | 115 | 1 | 0.00321 | 0.12859 | 0 | 77.8
1542 | 13.8 | 1432 | 115 | 1 | 0.00674 | 0.26942 | 0 | 37.1
1543 | 13.8 | 1433 | 115 | 1 | 0.01179 | 0.47148 | 0 | 21.2
1544 | 13.8 | 1433 | 115 | 1 | 0.00196 | 0.07858 | 0 | 127.3
1545 | 13.8 | 1434 | 115 | 1 | 0.00386 | 0.15458 | 0 | 64.7
1546 | 13.8 | 1434 | 115 | 1 | 0.01414 | 0.56578 | 0 | 17.7
1547 | 13.8 | 1435 | 115 | 1 | 0.00354 | 0.14145 | 0 | 70.7
1548 | 13.8 | 1435 | 115 | 1 | 0.00482 | 0.19288 | 0 | 51.8
1549 | 13.8 | 1856 | 345 | 1 | 0.00032 | 0.0129 | 0 | 775.5
1550 | 13.8 | 1856 | 345 | 1 | 0.00033 | 0.01333 | 0 | 750.1
1551 | 13.8 | 1437 | 115 | 1 | 0.00082 | 0.03278 | 0 | 305.1
1552 | 13.8 | 1438 | 115 | 1 | 0.00269 | 0.10778 | 0 | 92.8
1553 | 13.8 | 1438 | 115 | 1 | 0.00138 | 0.0554 | 0 | 180.5
1554 | 13.8 | 1857 | 345 | 1 | 0.00017 | 0.00688 | 0 | 1453.4
1555 | 13.8 | 1857 | 345 | 1 | 0.00035 | 0.01384 | 0 | 722.4
1556 | 13.8 | 1858 | 345 | 1 | 0.00271 | 0.10843 | 0 | 92.2
1557 | 13.8 | 1858 | 345 | 1 | 0.00285 | 0.11399 | 0 | 87.7
1558 | 13.8 | 1858 | 345 | 1 | 0.00148 | 0.05928 | 0 | 168.7
1559 | 13.8 | 1858 | 345 | 1 | 0.00151 | 0.06028 | 0 | 165.9
1560 | 13.8 | 1859 | 345 | 1 | 0.0011 | 0.0441 | 0 | 226.7
1561 | 13.8 | 1859 | 345 | 1 | 0.00111 | 0.04424 | 0 | 226.1
1562 | 13.8 | 1859 | 345 | 1 | 0.00078 | 0.0314 | 0 | 318.5
1563 | 13.8 | 1860 | 345 | 1 | 0.00185 | 0.0741 | 0 | 135
1564 | 13.8 | 1860 | 345 | 1 | 0.00148 | 0.05928 | 0 | 168.7
1565 | 13.8 | 1443 | 115 | 1 | 0.00118 | 0.04729 | 0 | 211.4
1566 | 13.8 | 1444 | 115 | 1 | 0.00913 | 0.3651 | 0 | 27.4
1567 | 13.8 | 1445 | 115 | 1 | 0.00139 | 0.05557 | 0 | 179.9
1568 | 13.8 | 1445 | 115 | 1 | 0.00265 | 0.10585 | 0 | 94.5
1569 | 13.8 | 1446 | 115 | 1 | 0.14145 | 5.6578 | 0 | 1.8
1570 | 13.8 | 1861 | 345 | 1 | 0.00104 | 0.04151 | 0 | 240.9
1571 | 13.8 | 1861 | 345 | 1 | 0.00023 | 0.00921 | 0 | 1085.5
1572 | 13.8 | 1861 | 345 | 1 | 0.00044 | 0.01763 | 0 | 567.3
1573 | 13.8 | 1861 | 345 | 1 | 0.00406 | 0.16234 | 0 | 61.6
1574 | 13.8 | 1862 | 345 | 1 | 0.00077 | 0.03079 | 0 | 324.8
1575 | 13.8 | 1449 | 115 | 1 | 0.00199 | 0.07974 | 0 | 125.4
1576 | 13.8 | 1863 | 345 | 1 | 0.00045 | 0.01817 | 0 | 550.4
1577 | 13.8 | 1864 | 345 | 1 | 0.00148 | 0.05928 | 0 | 168.7
1578 | 13.8 | 1864 | 345 | 1 | 0.0022 | 0.08786 | 0 | 113.8
1579 | 13.8 | 1864 | 345 | 1 | 0.00593 | 0.23711 | 0 | 42.2
1580 | 13.8 | 1864 | 345 | 1 | 0.00243 | 0.09717 | 0 | 102.9
1581 | 13.8 | 1864 | 345 | 1 | 0.00165 | 0.06586 | 0 | 151.8
1582 | 13.8 | 1864 | 345 | 1 | 0.00276 | 0.11045 | 0 | 90.5
1583 | 13.8 | 1864 | 345 | 1 | 0.00092 | 0.03689 | 0 | 271
1584 | 13.8 | 1452 | 115 | 1 | 0.00508 | 0.20303 | 0 | 49.3
1585 | 13.8 | 1453 | 115 | 1 | 0.00118 | 0.04721 | 0 | 211.8
1586 | 13.8 | 1453 | 115 | 1 | 0.0299 | 1.1962 | 0 | 8.4
1587 | 13.8 | 1453 | 115 | 1 | 0.00586 | 0.2343 | 0 | 42.7
1588 | 13.8 | 1865 | 345 | 1 | 0.00184 | 0.07373 | 0 | 135.6
1589 | 13.8 | 1865 | 345 | 1 | 0.00195 | 0.078 | 0 | 128.2
1590 | 13.8 | 1865 | 345 | 1 | 0.00131 | 0.05224 | 0 | 191.4
1591 | 13.8 | 1865 | 345 | 1 | 0.0003 | 0.01209 | 0 | 827.2
1592 | 13.8 | 1865 | 345 | 1 | 0.00096 | 0.03824 | 0 | 261.5
1593 | 13.8 | 1866 | 345 | 1 | 8e-05 | 0.00315 | 0 | 3174.8
1594 | 13.8 | 1456 | 115 | 1 | 0.00326 | 0.13059 | 0 | 76.6
1595 | 13.8 | 1457 | 115 | 1 | 0.00303 | 0.12124 | 0 | 82.5
1596 | 13.8 | 1867 | 345 | 1 | 0.00149 | 0.05943 | 0 | 168.3
1597 | 13.8 | 1867 | 345 | 1 | 0.00034 | 0.01342 | 0 | 745.1
1598 | 13.8 | 1459 | 115 | 1 | 0.00148 | 0.05928 | 0 | 168.7
1599 | 13.8 | 1459 | 115 | 1 | 0.00242 | 0.09665 | 0 | 103.5
1600 | 13.8 | 1868 | 345 | 1 | 0.00032 | 0.01282 | 0 | 780
1601 | 13.8 | 1461 | 115 | 1 | 0.03541 | 1.4164 | 0 | 7.1
1602 | 13.8 | 1869 | 345 | 1 | 0.0017 | 0.06813 | 0 | 146.8
1603 | 13.8 | 1869 | 345 | 1 | 0.00185 | 0.0741 | 0 | 135
1604 | 13.8 | 1869 | 345 | 1 | 0.00353 | 0.14113 | 0 | 70.9
1605 | 13.8 | 1869 | 345 | 1 | 0.00089 | 0.03571 | 0 | 280
1606 | 13.8 | 1463 | 115 | 1 | 0.00185 | 0.0741 | 0 | 135
1607 | 13.8 | 1464 | 115 | 1 | 0.00148 | 0.05928 | 0 | 168.7
1608 | 13.8 | 1465 | 115 | 1 | 0.00131 | 0.05246 | 0 | 190.6
1609 | 13.8 | 1466 | 115 | 1 | 0.00148 | 0.05928 | 0 | 168.7
1610 | 13.8 | 1870 | 345 | 1 | 0.00077 | 0.03081 | 0 | 324.6
1611 | 13.8 | 1468 | 115 | 1 | 0.0221 | 0.88403 | 0 | 11.3
1612 | 13.8 | 1469 | 115 | 1 | 0.00079 | 0.03173 | 0 | 315.2
1613 | 13.8 | 1871 | 345 | 1 | 0.00111 | 0.04446 | 0 | 224.9
1614 | 13.8 | 1871 | 345 | 1 | 0.00134 | 0.05369 | 0 | 186.2
1615 | 13.8 | 1871 | 345 | 1 | 0.00111 | 0.04446 | 0 | 224.9
1616 | 13.8 | 1471 | 115 | 1 | 0.00372 | 0.14869 | 0 | 67.3
1617 | 13.8 | 1472 | 115 | 1 | 0.0037 | 0.14819 | 0 | 67.5
1618 | 13.8 | 1872 | 345 | 1 | 0.00099 | 0.03952 | 0 | 253.1
1619 | 13.8 | 1872 | 345 | 1 | 0.00148 | 0.05928 | 0 | 168.7
1620 | 13.8 | 1872 | 345 | 1 | 0.00329 | 0.13153 | 0 | 76
1621 | 13.8 | 1873 | 345 | 1 | 0.00019 | 0.00751 | 0 | 1331.8
1622 | 13.8 | 1475 | 115 | 1 | 0.00085 | 0.03387 | 0 | 295.3
1623 | 13.8 | 1477 | 115 | 1 | 0.10127 | 4.0509 | 0 | 2.5
1624 | 13.8 | 1478 | 115 | 1 | 0.00517 | 0.20661 | 0 | 48.4
1625 | 13.8 | 1875 | 345 | 1 | 0.00179 | 0.07159 | 0 | 139.7
1626 | 13.8 | 1875 | 345 | 1 | 0.00247 | 0.09879 | 0 | 101.2
1627 | 13.8 | 1875 | 345 | 1 | 0.00192 | 0.07698 | 0 | 129.9
1628 | 13.8 | 1875 | 345 | 1 | 0.00111 | 0.04457 | 0 | 224.4
1629 | 13.8 | 1876 | 345 | 1 | 0.00176 | 0.07029 | 0 | 142.3
1630 | 13.8 | 1876 | 345 | 1 | 0.00106 | 0.04254 | 0 | 235.1
1631 | 13.8 | 1876 | 345 | 1 | 0.00148 | 0.05928 | 0 | 168.7
1632 | 13.8 | 1876 | 345 | 1 | 0.00113 | 0.04513 | 0 | 221.6
1633 | 13.8 | 1877 | 345 | 1 | 0.00123 | 0.0494 | 0 | 202.4
1634 | 13.8 | 1877 | 345 | 1 | 0.0247 | 0.98794 | 0 | 10.1
1635 | 13.8 | 1877 | 345 | 1 | 0.00111 | 0.04444 | 0 | 225
1636 | 13.8 | 1878 | 345 | 1 | 0.0011 | 0.0438 | 0 | 228.3
1637 | 13.8 | 1878 | 345 | 1 | 0.00111 | 0.04446 | 0 | 224.9
1638 | 13.8 | 1878 | 345 | 1 | 0.0011 | 0.0441 | 0 | 226.7
1639 | 13.8 | 1483 | 115 | 1 | 0.00223 | 0.08909 | 0 | 112.2
1640 | 13.8 | 1484 | 115 | 1 | 0.00111 | 0.04432 | 0 | 225.6
1641 | 13.8 | 1879 | 345 | 1 | 0.00123 | 0.0494 | 0 | 202.4
1642 | 13.8 | 1879 | 345 | 1 | 0.00105 | 0.04214 | 0 | 237.3
1643 | 13.8 | 1486 | 115 | 1 | 0.00121 | 0.04823 | 0 | 207.3
1644 | 13.8 | 1487 | 115 | 1 | 0.00389 | 0.1555 | 0 | 64.3
1645 | 13.8 | 1488 | 115 | 1 | 0.00148 | 0.05928 | 0 | 168.7
1646 | 13.8 | 1880 | 345 | 1 | 0.00102 | 0.04079 | 0 | 245.2
1647 | 13.8 | 1880 | 345 | 1 | 0.00122 | 0.04893 | 0 | 204.4
1648 | 13.8 | 1490 | 115 | 1 | 0.01635 | 0.65402 | 0 | 15.3
1649 | 13.8 | 1490 | 115 | 1 | 0.02273 | 0.90909 | 0 | 11
1650 | 13.8 | 1490 | 115 | 1 | 0.02273 | 0.90909 | 0 | 11
1651 | 13.8 | 1490 | 115 | 1 | 0.00558 | 0.22336 | 0 | 44.8
1652 | 13.8 | 1490 | 115 | 1 | 0.05165 | 2.0661 | 0 | 4.8
1653 | 13.8 | 1490 | 115 | 1 | 0.04132 | 1.6529 | 0 | 6
1654 | 13.8 | 1491 | 115 | 1 | 0.00574 | 0.22957 | 0 | 43.6
1655 | 13.8 | 1492 | 115 | 1 | 0.00758 | 0.30303 | 0 | 33
1656 | 13.8 | 1881 | 345 | 1 | 0.00031 | 0.01246 | 0 | 802.8
1657 | 13.8 | 1494 | 115 | 1 | 0.00111 | 0.04446 | 0 | 224.9
1658 | 13.8 | 1495 | 115 | 1 | 0.00138 | 0.05523 | 0 | 181.1
1659 | 13.8 | 1496 | 115 | 1 | 0.02144 | 0.85763 | 0 | 11.7
1660 | 13.8 | 1497 | 115 | 1 | 0.16234 | 6.4935 | 0 | 1.5
1661 | 13.8 | 1498 | 115 | 1 | 0.00741 | 0.29638 | 0 | 33.7
1662 | 13.8 | 1499 | 115 | 1 | 0.00198 | 0.07904 | 0 | 126.5
1663 | 13.8 | 1500 | 115 | 1 | 0.00164 | 0.06567 | 0 | 152.3
1664 | 13.8 | 1501 | 115 | 1 | 0.02273 | 0.90909 | 0 | 11
1665 | 13.8 | 1783 | 345 | 1 | 0.00018 | 0.00701 | 0 | 1426.4
1666 | 13.8 | 1784 | 345 | 1 | 0.00022 | 0.00888 | 0 | 1125.6
1667 | 13.8 | 1785 | 345 | 1 | 0.0633 | 2.5318 | 0 | 3.9
1668 | 13.8 | 1785 | 345 | 1 | 0.12659 | 5.0636 | 0 | 2
1669 | 13.8 | 1785 | 345 | 1 | 0.02104 | 0.84175 | 0 | 11.9
1670 | 13.8 | 1785 | 345 | 1 | 0.05787 | 2.3148 | 0 | 4.3
1671 | 13.8 | 1785 | 345 | 1 | 0.00055 | 0.02218 | 0 | 450.8
1672 | 13.8 | 1786 | 345 | 1 | 0.04822 | 1.929 | 0 | 5.2
1673 | 13.8 | 1786 | 345 | 1 | 0.03165 | 1.2659 | 0 | 7.9
1674 | 13.8 | 1786 | 345 | 1 | 0.00047 | 0.01898 | 0 | 527
1675 | 13.8 | 1787 | 345 | 1 | 0.00024 | 0.00967 | 0 | 1034.2
1676 | 13.8 | 1788 | 345 | 1 | 0.00011 | 0.00429 | 0 | 2333.4
1677 | 13.8 | 1789 | 345 | 1 | 0.00018 | 0.00716 | 0 | 1397.3
1678 | 13.8 | 1790 | 345 | 1 | 0.00025 | 0.00988 | 0 | 1012.6
1679 | 13.8 | 213 | 115 | 1 | 0.00184 | 0.07372 | 0 | 135.6
1680 | 13.8 | 1791 | 345 | 1 | 0.00021 | 0.00844 | 0 | 1184.6
1681 | 13.8 | 1792 | 345 | 1 | 0.0001 | 0.00416 | 0 | 2402.9
1682 | 13.8 | 1793 | 345 | 1 | 9e-05 | 0.00346 | 0 | 2887.8
1683 | 13.8 | 1794 | 345 | 1 | 0.00032 | 0.01274 | 0 | 784.7
1684 | 13.8 | 1795 | 345 | 1 | 0.00035 | 0.01392 | 0 | 718.6
1685 | 13.8 | 1796 | 345 | 1 | 0.00017 | 0.00694 | 0 | 1440.3
1686 | 13.8 | 1797 | 345 | 1 | 0.00019 | 0.00766 | 0 | 1306.1
1687 | 13.8 | 1798 | 345 | 1 | 0.00016 | 0.00627 | 0 | 1595.6
1688 | 13.8 | 1799 | 345 | 1 | 0.03987 | 1.5949 | 0 | 6.3
1689 | 13.8 | 1799 | 345 | 1 | 0.00027 | 0.01063 | 0 | 940.5
1690 | 13.8 | 1800 | 345 | 1 | 0.0422 | 1.6879 | 0 | 5.9
1691 | 13.8 | 1800 | 345 | 1 | 0.01633 | 0.65337 | 0 | 15.3
1692 | 13.8 | 1800 | 345 | 1 | 0.0007 | 0.02807 | 0 | 356.3
1693 | 13.8 | 1800 | 345 | 1 | 0.00011 | 0.00457 | 0 | 2186.1
1694 | 13.8 | 421 | 115 | 1 | 0.00163 | 0.06514 | 0 | 153.5
1695 | 13.8 | 1801 | 345 | 1 | 0.00015 | 0.0062 | 0 | 1613.7
1696 | 13.8 | 1802 | 345 | 1 | 0.0633 | 2.5318 | 0 | 3.9
1697 | 13.8 | 1802 | 345 | 1 | 0.00048 | 0.01927 | 0 | 519
1698 | 13.8 | 463 | 115 | 1 | 0.03788 | 1.5151 | 0 | 6.6
1699 | 13.8 | 464 | 115 | 1 | 0.00248 | 0.09915 | 0 | 100.9
1700 | 13.8 | 495 | 115 | 1 | 0.01948 | 0.77902 | 0 | 12.8
1701 | 13.8 | 1803 | 345 | 1 | 0.00034 | 0.01365 | 0 | 732.5
1702 | 13.8 | 1804 | 345 | 1 | 0.00025 | 0.01006 | 0 | 994
1703 | 13.8 | 1805 | 345 | 1 | 0.00025 | 0.00988 | 0 | 1012.6
1704 | 13.8 | 1806 | 345 | 1 | 0.00025 | 0.00983 | 0 | 1017.4
1705 | 13.8 | 1807 | 345 | 1 | 0.0002 | 0.00817 | 0 | 1223.3
1706 | 13.8 | 1808 | 345 | 1 | 0.00011 | 0.00445 | 0 | 2244.9
1707 | 13.8 | 1809 | 345 | 1 | 0.00032 | 0.01298 | 0 | 770.3
1708 | 13.8 | 661 | 115 | 1 | 0.00129 | 0.05154 | 0 | 194
1709 | 13.8 | 1810 | 345 | 1 | 0.00035 | 0.01395 | 0 | 716.7
1710 | 13.8 | 1811 | 345 | 1 | 0.1558 | 6.2321 | 0 | 1.6
1711 | 13.8 | 1811 | 345 | 1 | 0.00037 | 0.01479 | 0 | 676.3
1712 | 13.8 | 709 | 115 | 1 | 0.00086 | 0.03449 | 0 | 290
1713 | 13.8 | 1812 | 345 | 1 | 0.00589 | 0.23543 | 0 | 42.5
1714 | 13.8 | 1812 | 345 | 1 | 0.0303 | 1.2121 | 0 | 8.3
1715 | 13.8 | 1812 | 345 | 1 | 0.00021 | 0.00859 | 0 | 1164.7
1716 | 13.8 | 1813 | 345 | 1 | 0.00413 | 0.16525 | 0 | 60.5
1717 | 13.8 | 1813 | 345 | 1 | 0.03966 | 1.5864 | 0 | 6.3
1718 | 13.8 | 1813 | 345 | 1 | 0.02874 | 1.1496 | 0 | 8.7
1719 | 13.8 | 1813 | 345 | 1 | 0.04836 | 1.9342 | 0 | 5.2
1720 | 13.8 | 1813 | 345 | 1 | 0.00024 | 0.00973 | 0 | 1027.5
1721 | 13.8 | 1814 | 345 | 1 | 0.05064 | 2.0255 | 0 | 4.9
1722 | 13.8 | 1814 | 345 | 1 | 0.00023 | 0.00938 | 0 | 1066
1723 | 13.8 | 1815 | 345 | 1 | 0.00044 | 0.0175 | 0 | 571.4
1724 | 13.8 | 1816 | 345 | 1 | 0.0009 | 0.03608 | 0 | 277.2
1725 | 13.8 | 815 | 115 | 1 | 0.05359 | 2.1437 | 0 | 4.7
1726 | 13.8 | 815 | 115 | 1 | 0.00193 | 0.07723 | 0 | 129.5
1727 | 13.8 | 1817 | 345 | 1 | 0.00017 | 0.00667 | 0 | 1500.2
1728 | 13.8 | 1818 | 345 | 1 | 0.01986 | 0.79429 | 0 | 12.6
1729 | 13.8 | 1818 | 345 | 1 | 0.00022 | 0.00864 | 0 | 1157.7
1730 | 13.8 | 1819 | 345 | 1 | 0.00012 | 0.00488 | 0 | 2050.9
1731 | 13.8 | 878 | 115 | 1 | 0.00195 | 0.07784 | 0 | 128.5
1732 | 13.8 | 1820 | 345 | 1 | 0.00021 | 0.00844 | 0 | 1184.7
1733 | 13.8 | 1821 | 345 | 1 | 0.04612 | 1.8446 | 0 | 5.4
1734 | 13.8 | 1821 | 345 | 1 | 0.00031 | 0.01232 | 0 | 811.4
1735 | 13.8 | 1822 | 345 | 1 | 5e-05 | 0.00206 | 0 | 4864.5
1736 | 13.8 | 1823 | 345 | 1 | 0.00034 | 0.01367 | 0 | 731.4
1737 | 13.8 | 1824 | 345 | 1 | 0.00035 | 0.01387 | 0 | 721.1
1738 | 13.8 | 940 | 115 | 1 | 0.00484 | 0.19346 | 0 | 51.7
1739 | 13.8 | 959 | 115 | 1 | 0.01322 | 0.52879 | 0 | 18.9
1740 | 13.8 | 1825 | 345 | 1 | 0.02979 | 1.1914 | 0 | 8.4
1741 | 13.8 | 1825 | 345 | 1 | 0.00017 | 0.00674 | 0 | 1482.6
1742 | 13.8 | 1826 | 345 | 1 | 0.00011 | 0.00459 | 0 | 2178.8
1743 | 13.8 | 1827 | 345 | 1 | 0.00053 | 0.02105 | 0 | 475.2
1744 | 13.8 | 1008 | 115 | 1 | 0.00092 | 0.03686 | 0 | 271.3
1745 | 13.8 | 1828 | 345 | 1 | 0.00066 | 0.02658 | 0 | 376.2
1746 | 13.8 | 1829 | 345 | 1 | 0.00029 | 0.01151 | 0 | 869.2
1747 | 13.8 | 1830 | 345 | 1 | 0.00033 | 0.01324 | 0 | 755.3
1748 | 13.8 | 1039 | 115 | 1 | 0.00194 | 0.07746 | 0 | 129.1
1749 | 13.8 | 1831 | 345 | 1 | 0.00036 | 0.01442 | 0 | 693.4
1750 | 13.8 | 1832 | 345 | 1 | 0.0005 | 0.0201 | 0 | 497.6
1751 | 13.8 | 1833 | 345 | 1 | 0.00018 | 0.00724 | 0 | 1381
1752 | 13.8 | 1834 | 345 | 1 | 0.00021 | 0.00844 | 0 | 1185.3
1753 | 13.8 | 1835 | 345 | 1 | 0.00018 | 0.00729 | 0 | 1371.9
1754 | 13.8 | 1836 | 345 | 1 | 0.0211 | 0.84394 | 0 | 11.8
1755 | 13.8 | 1836 | 345 | 1 | 0.04603 | 1.8413 | 0 | 5.4
1756 | 13.8 | 1836 | 345 | 1 | 0.00022 | 0.00884 | 0 | 1131
1757 | 13.8 | 1141 | 115 | 1 | 0.00086 | 0.03455 | 0 | 289.5
1758 | 13.8 | 1837 | 345 | 1 | 0.02411 | 0.9645 | 0 | 10.4
1759 | 13.8 | 1837 | 345 | 1 | 0.00023 | 0.00924 | 0 | 1082.5
1760 | 13.8 | 1838 | 345 | 1 | 0.05957 | 2.3829 | 0 | 4.2
1761 | 13.8 | 1838 | 345 | 1 | 0.00014 | 0.00571 | 0 | 1752.4
1762 | 13.8 | 1839 | 345 | 1 | 0.00038 | 0.01534 | 0 | 651.8
1763 | 13.8 | 1840 | 345 | 1 | 0.00075 | 0.03009 | 0 | 332.3
1764 | 13.8 | 1208 | 115 | 1 | 0.00449 | 0.17945 | 0 | 55.7
1765 | 13.8 | 1219 | 115 | 1 | 0.00484 | 0.19346 | 0 | 51.7
1766 | 13.8 | 1219 | 115 | 1 | 0.00422 | 0.16876 | 0 | 59.3
1767 | 13.8 | 1219 | 115 | 1 | 0.00328 | 0.13137 | 0 | 76.1
1768 | 13.8 | 1841 | 345 | 1 | 0.00116 | 0.04655 | 0 | 214.8
1769 | 13.8 | 1841 | 345 | 1 | 0.00025 | 0.0099 | 0 | 1009.8
1770 | 13.8 | 1842 | 345 | 1 | 0.00037 | 0.01499 | 0 | 666.9
1771 | 13.8 | 1843 | 345 | 1 | 0.00019 | 0.00761 | 0 | 1313.3
1772 | 13.8 | 1844 | 345 | 1 | 0.00036 | 0.01439 | 0 | 695
1773 | 13.8 | 1845 | 345 | 1 | 0.01416 | 0.56656 | 0 | 17.7
1774 | 13.8 | 1845 | 345 | 1 | 0.00028 | 0.01139 | 0 | 878
1775 | 13.8 | 1846 | 345 | 1 | 0.0002 | 0.00802 | 0 | 1246.9
1776 | 13.8 | 1335 | 115 | 1 | 0.0633 | 2.5318 | 0 | 3.9
1777 | 13.8 | 1847 | 345 | 1 | 0.05064 | 2.0255 | 0 | 4.9
1778 | 13.8 | 1847 | 345 | 1 | 0.03165 | 1.2659 | 0 | 7.9
1779 | 13.8 | 1847 | 345 | 1 | 0.00022 | 0.00884 | 0 | 1131
1780 | 13.8 | 1848 | 345 | 1 | 0.00035 | 0.01419 | 0 | 704.8
1781 | 13.8 | 1396 | 115 | 1 | 0.03251 | 1.3003 | 0 | 7.7
1782 | 13.8 | 1396 | 115 | 1 | 0.0013 | 0.05201 | 0 | 192.3

## Loads
Bus Number | MW | Mvar
2 | 249.85 | 71.21
3 | 153.92 | 43.87
4 | 183.21 | 52.22
5 | 125.84 | 35.87
6 | 21.42 | 6.1
7 | 169.32 | 48.26
8 | 73.98 | 21.08
9 | 179.8 | 51.24
10 | 40.65 | 11.59
11 | 14.93 | 4.26
12 | 54.96 | 15.66
13 | 234.94 | 66.96
14 | 202.88 | 57.82
15 | 102.93 | 29.34
16 | 68.22 | 19.44
17 | 177.28 | 50.52
18 | 115.92 | 33.04
19 | 67.77 | 19.32
20 | 26.89 | 7.66
21 | 144.81 | 41.27
22 | 167.18 | 47.65
23 | 141.62 | 40.36
24 | 151.12 | 43.07
25 | 123.3 | 35.14
26 | 100.05 | 28.51
27 | 95.77 | 27.29
28 | 216.95 | 61.83
29 | 12.32 | 3.51
30 | 180.1 | 51.33
31 | 5.54 | 1.58
32 | 350.93 | 100.02
33 | 26.2 | 7.47
34 | 85.16 | 24.27
35 | 83.15 | 23.7
36 | 182.18 | 51.92
37 | 87.98 | 25.07
38 | 108.78 | 31
39 | 81.08 | 23.11
40 | 13.71 | 3.91
41 | 86.12 | 24.55
42 | 25.82 | 7.36
43 | 190.54 | 54.3
44 | 68.61 | 19.55
45 | 60.24 | 17.17
46 | 44.09 | 12.57
47 | 42.45 | 12.1
48 | 50.17 | 14.3
49 | 117.49 | 33.48
50 | 1.57 | 0.45
51 | 3.22 | 0.92
52 | 20.08 | 5.72
53 | 110.61 | 31.52
54 | 0.73 | 0.21
55 | 8.92 | 2.54
56 | 68.58 | 19.54
57 | 11.36 | 3.24
58 | 119.15 | 33.96
59 | 165.4 | 47.14
60 | 5.82 | 1.66
61 | 64.85 | 18.48
62 | 6.95 | 1.98
63 | 16.31 | 4.65
64 | 81.41 | 23.2
65 | 2.49 | 0.71
66 | 0.72 | 0.2
67 | 49.43 | 14.09
68 | 14.41 | 4.11
69 | 10.87 | 3.1
70 | 22.74 | 6.48
71 | 46.27 | 13.19
72 | 35.64 | 10.16
73 | 8.02 | 2.29
74 | 43.86 | 12.5
75 | 16.09 | 4.59
76 | 9.13 | 2.6
77 | 136.67 | 38.95
78 | 143.17 | 40.8
79 | 11.23 | 3.2
80 | 1.47 | 0.42
81 | 87.86 | 25.04
82 | 6.29 | 1.79
83 | 35.54 | 10.13
84 | 10.85 | 3.09
85 | 44.71 | 12.74
86 | 57.6 | 16.41
87 | 15.03 | 4.28
88 | 3.57 | 1.02
89 | 1.64 | 0.47
90 | 92.55 | 26.38
91 | 7.48 | 2.13
92 | 20.56 | 5.86
93 | 22.88 | 6.52
94 | 10.61 | 3.02
95 | 101.12 | 28.82
96 | 63.16 | 18
97 | 12.48 | 3.56
98 | 54.62 | 15.57
99 | 183.81 | 52.39
100 | 111.87 | 31.88
101 | 275.83 | 78.61
102 | 75.16 | 21.42
103 | 87.95 | 25.06
104 | 178.31 | 50.82
105 | 61.8 | 17.61
106 | 120.46 | 34.33
107 | 195.81 | 55.8
108 | 215.04 | 61.29
109 | 179.08 | 51.04
110 | 117.2 | 33.4
111 | 134.14 | 38.23
112 | 299.69 | 85.41
113 | 111.61 | 31.81
114 | 65.98 | 18.8
115 | 259.64 | 74
116 | 45.22 | 12.89
117 | 38.81 | 11.06
118 | 34.42 | 9.81
119 | 28.84 | 8.22
120 | 2.08 | 0.59
121 | 1.45 | 0.41
122 | 0.57 | 0.16
123 | 5.83 | 1.66
124 | 0.35 | 0.1
125 | 5.38 | 1.53
126 | 4.56 | 1.3
127 | 26.78 | 7.63
128 | 1.68 | 0.48
129 | 1.86 | 0.53
130 | 7.03 | 2
131 | 7.27 | 2.07
132 | 8.04 | 2.29
133 | 9.85 | 2.81
134 | 24.59 | 7.01
135 | 3.21 | 0.91
136 | 8.45 | 2.41
137 | 4.33 | 1.23
138 | 2.2 | 0.63
139 | 3.49 | 0.99
140 | 1.68 | 0.48
141 | 1.81 | 0.51
142 | 1.61 | 0.46
143 | 9.92 | 2.83
144 | 21.59 | 6.15
145 | 5.91 | 1.68
146 | 2.01 | 0.57
147 | 1.6 | 0.46
148 | 2.2 | 0.63
149 | 0.81 | 0.23
150 | 1.89 | 0.54
151 | 7.6 | 2.17
152 | 7.93 | 2.26
153 | 13.89 | 3.96
154 | 44.21 | 12.6
155 | 10.19 | 2.9
156 | 8.04 | 2.29
157 | 43.85 | 12.5
158 | 21.09 | 6.01
159 | 1.65 | 0.47
160 | 0.9 | 0.26
161 | 0.54 | 0.15
162 | 2.23 | 0.63
163 | 5.54 | 1.58
164 | 7.16 | 2.04
165 | 36.28 | 10.34
166 | 0.24 | 0.07
167 | 2.42 | 0.69
168 | 1.82 | 0.52
169 | 1.46 | 0.42
170 | 3.44 | 0.98
171 | 2.57 | 0.73
172 | 0.62 | 0.18
173 | 38.1 | 10.86
174 | 4.36 | 1.24
175 | 2.41 | 0.69
176 | 2.16 | 0.61
177 | 1.85 | 0.53
178 | 4.11 | 1.17
179 | 8.92 | 2.54
180 | 0.96 | 0.27
181 | 0.95 | 0.27
182 | 13.19 | 3.76
183 | 8.17 | 2.33
184 | 5.23 | 1.49
185 | 1.5 | 0.43
186 | 3.36 | 0.96
187 | 2.56 | 0.73
188 | 4.45 | 1.27
189 | 26 | 7.41
190 | 19.4 | 5.53
191 | 1.6 | 0.45
192 | 0.95 | 0.27
193 | 4 | 1.14
194 | 12.53 | 3.57
195 | 20.29 | 5.78
196 | 6.59 | 1.88
197 | 96 | 27.36
198 | 58.07 | 16.55
199 | 13.57 | 3.87
200 | 3.39 | 0.97
201 | 13.7 | 3.91
202 | 21.42 | 6.11
203 | 11.18 | 3.19
204 | 7.91 | 2.25
205 | 6.15 | 1.75
206 | 26.96 | 7.68
207 | 10.92 | 3.11
208 | 9.04 | 2.58
209 | 8.94 | 2.55
210 | 6.25 | 1.78
211 | 15.66 | 4.46
212 | 14.18 | 4.04
213 | 0.22 | 0.06
214 | 4.08 | 1.16
215 | 19.48 | 5.55
216 | 9.38 | 2.67
217 | 0.36 | 0.1
218 | 41.23 | 11.75
219 | 4.34 | 1.24
220 | 28.69 | 8.18
221 | 19.99 | 5.7
222 | 5.08 | 1.45
223 | 0.19 | 0.05
224 | 0.49 | 0.14
225 | 11.28 | 3.21
226 | 1.03 | 0.29
227 | 17.6 | 5.02
228 | 0.2 | 0.06
229 | 11.86 | 3.38
230 | 6.57 | 1.87
231 | 20.51 | 5.84
232 | 5.5 | 1.57
233 | 26.25 | 7.48
234 | 35 | 9.97
235 | 8.42 | 2.4
236 | 0.1 | 0.03
237 | 5.19 | 1.48
238 | 18.77 | 5.35
239 | 1.04 | 0.3
240 | 7.92 | 2.26
241 | 11.06 | 3.15
242 | 8.93 | 2.55
243 | 4.25 | 1.21
244 | 2.97 | 0.85
245 | 0.14 | 0.04
246 | 0.12 | 0.03
247 | 1.05 | 0.3
248 | 7.89 | 2.25
249 | 5.88 | 1.68
250 | 1.5 | 0.43
251 | 3.7 | 1.05
252 | 0.31 | 0.09
253 | 3 | 0.86
254 | 10.38 | 2.96
255 | 14.09 | 4.02
256 | 15.77 | 4.49
257 | 45.37 | 12.93
258 | 53.13 | 15.14
259 | 6.53 | 1.86
260 | 1.55 | 0.44
261 | 14.23 | 4.05
262 | 1.97 | 0.56
263 | 2.03 | 0.58
264 | 5.59 | 1.59
265 | 12.46 | 3.55
266 | 23.3 | 6.64
267 | 4.73 | 1.35
268 | 31.4 | 8.95
269 | 27.49 | 7.83
270 | 6.43 | 1.83
271 | 5.78 | 1.65
272 | 1.29 | 0.37
273 | 0.23 | 0.06
274 | 4.43 | 1.26
275 | 183.28 | 52.23
276 | 73.79 | 21.03
277 | 122.28 | 34.85
278 | 33.16 | 9.45
279 | 48.17 | 13.73
280 | 188.43 | 53.7
281 | 62.62 | 17.85
282 | 190.6 | 54.32
283 | 148.72 | 42.39
284 | 66.48 | 18.95
285 | 194.55 | 55.45
286 | 14.22 | 4.05
287 | 145.64 | 41.51
288 | 43.29 | 12.34
289 | 60.5 | 17.24
290 | 152.9 | 43.58
291 | 3.95 | 1.13
292 | 54.49 | 15.53
293 | 1.06 | 0.3
294 | 17.24 | 4.91
295 | 9.42 | 2.69
296 | 53.6 | 15.28
297 | 61.26 | 17.46
298 | 14.32 | 4.08
299 | 112.91 | 32.18
300 | 38.99 | 11.11
301 | 140.34 | 40
302 | 7.52 | 2.14
303 | 41.74 | 11.9
304 | 11.9 | 3.39
305 | 16.49 | 4.7
306 | 0.37 | 0.11
307 | 149.58 | 42.63
308 | 4.59 | 1.31
309 | 70.66 | 20.14
310 | 7.66 | 2.18
311 | 53.91 | 15.37
312 | 3.27 | 0.93
313 | 8.09 | 2.31
314 | 12.99 | 3.7
315 | 20.9 | 5.96
316 | 43.26 | 12.33
317 | 20.3 | 5.79
318 | 21.42 | 6.1
319 | 49.23 | 14.03
320 | 60.32 | 17.19
321 | 28.03 | 7.99
322 | 65.01 | 18.53
323 | 5.11 | 1.46
324 | 188.97 | 53.86
325 | 193.86 | 55.25
326 | 174.07 | 49.61
327 | 86.27 | 24.59
328 | 93.19 | 26.56
329 | 52.92 | 15.08
330 | 127.57 | 36.36
331 | 95.05 | 27.09
332 | 113.95 | 32.48
333 | 250.66 | 71.44
334 | 47.28 | 13.47
335 | 69.17 | 19.71
336 | 57.78 | 16.47
337 | 50.42 | 14.37
338 | 190.73 | 54.36
339 | 64.21 | 18.3
340 | 7.59 | 2.16
341 | 11.92 | 3.4
342 | 117.15 | 33.39
343 | 81.53 | 23.24
344 | 169.75 | 48.38
345 | 25.79 | 7.35
346 | 48.22 | 13.74
347 | 96.43 | 27.48
348 | 7.69 | 2.19
349 | 44.9 | 12.8
350 | 53.97 | 15.38
351 | 2.08 | 0.59
352 | 18.05 | 5.14
353 | 6.01 | 1.71
354 | 38 | 10.83
355 | 0.8 | 0.23
356 | 2.02 | 0.58
357 | 48.54 | 13.84
358 | 147.21 | 41.95
359 | 3.31 | 0.94
360 | 31.93 | 9.1
361 | 84.46 | 24.07
362 | 17.54 | 5
363 | 1.74 | 0.5
364 | 1.36 | 0.39
365 | 5.32 | 1.52
366 | 0.43 | 0.12
367 | 10.06 | 2.87
368 | 16.23 | 4.63
369 | 11.26 | 3.21
370 | 0.43 | 0.12
371 | 67.4 | 19.21
372 | 0.08 | 0.02
373 | 2.62 | 0.75
374 | 3.52 | 1
375 | 32.9 | 9.38
376 | 0.46 | 0.13
377 | 3.44 | 0.98
378 | 2.51 | 0.72
379 | 8.82 | 2.51
380 | 16.98 | 4.84
381 | 55.28 | 15.76
382 | 8.82 | 2.51
383 | 43.72 | 12.46
384 | 62.33 | 17.76
385 | 33.43 | 9.53
386 | 3.78 | 1.08
387 | 20.95 | 5.97
388 | 1.32 | 0.38
389 | 6.51 | 1.85
390 | 0.48 | 0.14
391 | 0.36 | 0.1
392 | 8.98 | 2.56
393 | 4.31 | 1.23
394 | 24.24 | 6.91
395 | 0.56 | 0.16
396 | 2.98 | 0.85
397 | 2.37 | 0.68
398 | 0.3 | 0.09
399 | 10.15 | 2.89
400 | 1.49 | 0.42
401 | 1.1 | 0.31
402 | 7.1 | 2.02
403 | 24.14 | 6.88
404 | 0.38 | 0.11
405 | 2.47 | 0.7
406 | 62.65 | 17.86
407 | 2.06 | 0.59
408 | 21.92 | 6.25
409 | 27.55 | 7.85
410 | 1.96 | 0.56
411 | 0.63 | 0.18
412 | 6.17 | 1.76
413 | 8.25 | 2.35
414 | 3.34 | 0.95
415 | 3.45 | 0.98
416 | 1.49 | 0.43
417 | 0.52 | 0.15
418 | 13.95 | 3.97
419 | 18.39 | 5.24
420 | 4.62 | 1.32
421 | 8.86 | 2.53
422 | 0.99 | 0.28
423 | 21.94 | 6.25
424 | 13.72 | 3.91
425 | 5.93 | 1.69
426 | 32.32 | 9.21
427 | 0.18 | 0.05
428 | 2.74 | 0.78
429 | 4.11 | 1.17
430 | 2.47 | 0.7
431 | 9.65 | 2.75
432 | 15.26 | 4.35
433 | 0.36 | 0.1
434 | 1.03 | 0.29
435 | 7.27 | 2.07
436 | 1.17 | 0.33
437 | 1.23 | 0.35
438 | 0.81 | 0.23
439 | 0.23 | 0.07
440 | 7.89 | 2.25
441 | 4.65 | 1.32
442 | 3.65 | 1.04
443 | 0.68 | 0.2
444 | 2.38 | 0.68
445 | 6.43 | 1.83
446 | 0.51 | 0.14
447 | 2.59 | 0.74
448 | 2.8 | 0.8
449 | 3.35 | 0.96
450 | 6.11 | 1.74
451 | 0.22 | 0.06
452 | 1.12 | 0.32
453 | 41.19 | 11.74
454 | 76.9 | 21.92
455 | 59.16 | 16.86
456 | 0 | 0
457 | 8.09 | 2.3
458 | 83.3 | 23.74
459 | 3.23 | 0.92
460 | 1.28 | 0.36
461 | 17.21 | 4.9
462 | 86.62 | 24.69
463 | 0.04 | 0.01
464 | 6.99 | 1.99
465 | 2.59 | 0.74
466 | 8.3 | 2.37
467 | 41.38 | 11.79
468 | 5.19 | 1.48
469 | 12.13 | 3.46
470 | 6.37 | 1.82
471 | 7.92 | 2.26
472 | 1.86 | 0.53
473 | 18.57 | 5.29
474 | 119.81 | 34.15
475 | 97.57 | 27.81
476 | 74.18 | 21.14
477 | 76.53 | 21.81
478 | 108.45 | 30.91
479 | 27.44 | 7.82
480 | 5.13 | 1.46
481 | 2.99 | 0.85
482 | 12.62 | 3.6
483 | 2.35 | 0.67
484 | 0.18 | 0.05
485 | 0.63 | 0.18
486 | 18.37 | 5.24
487 | 6.09 | 1.74
488 | 6.27 | 1.79
489 | 16.55 | 4.72
490 | 0.05 | 0.02
491 | 36.12 | 10.29
492 | 6.23 | 1.78
493 | 3.61 | 1.03
494 | 10.38 | 2.96
495 | 16.17 | 4.61
496 | 2.53 | 0.72
497 | 2.47 | 0.71
498 | 0.59 | 0.17
499 | 5.44 | 1.55
500 | 3.81 | 1.09
501 | 3.9 | 1.11
502 | 0.87 | 0.25
503 | 3.11 | 0.89
504 | 4.49 | 1.28
505 | 1.27 | 0.36
506 | 4.33 | 1.24
507 | 12.12 | 3.45
508 | 17.29 | 4.93
509 | 3.27 | 0.93
510 | 3.65 | 1.04
511 | 1.31 | 0.37
512 | 6.92 | 1.97
513 | 3.86 | 1.1
514 | 7.33 | 2.09
515 | 4.08 | 1.16
516 | 17.2 | 4.9
517 | 33.04 | 9.42
518 | 26.91 | 7.67
519 | 5.61 | 1.6
520 | 1.93 | 0.55
521 | 0.25 | 0.07
522 | 8.04 | 2.29
523 | 2.65 | 0.76
524 | 2.64 | 0.75
525 | 0.37 | 0.1
526 | 19.09 | 5.44
527 | 5.55 | 1.58
528 | 22.69 | 6.47
529 | 1.23 | 0.35
530 | 21.23 | 6.05
531 | 8.57 | 2.44
532 | 6.16 | 1.75
533 | 27.58 | 7.86
534 | 3.36 | 0.96
535 | 4.33 | 1.23
536 | 2.89 | 0.82
537 | 1.01 | 0.29
538 | 0.64 | 0.18
539 | 3.49 | 0.99
540 | 0.46 | 0.13
541 | 2.13 | 0.61
542 | 6.48 | 1.85
543 | 0.26 | 0.08
544 | 0.69 | 0.2
545 | 3.57 | 1.02
546 | 9.74 | 2.78
547 | 2.92 | 0.83
548 | 15.73 | 4.48
549 | 24.66 | 7.03
550 | 2.58 | 0.74
551 | 146.56 | 41.77
552 | 71.07 | 20.26
553 | 85.36 | 24.33
554 | 59.67 | 17
555 | 57.3 | 16.33
556 | 62.29 | 17.75
557 | 12.37 | 3.53
558 | 0.3 | 0.08
559 | 11.53 | 3.29
560 | 7.18 | 2.05
561 | 0.08 | 0.02
562 | 16.8 | 4.79
563 | 1.06 | 0.3
564 | 0.47 | 0.13
565 | 0.15 | 0.04
566 | 1.32 | 0.38
567 | 13.99 | 3.99
568 | 0.1 | 0.03
569 | 7.55 | 2.15
570 | 0.14 | 0.04
571 | 0.45 | 0.13
572 | 8.65 | 2.47
573 | 0.42 | 0.12
574 | 0.18 | 0.05
575 | 9.34 | 2.66
576 | 0.5 | 0.14
577 | 3.84 | 1.09
578 | 0.95 | 0.27
579 | 8.48 | 2.42
580 | 4.37 | 1.24
581 | 0.6 | 0.17
582 | 4.69 | 1.34
583 | 4.73 | 1.35
584 | 0.47 | 0.13
585 | 2.17 | 0.62
586 | 0.38 | 0.11
587 | 1.48 | 0.42
588 | 0.3 | 0.08
589 | 0.61 | 0.17
590 | 1.86 | 0.53
591 | 1.7 | 0.48
592 | 0.13 | 0.04
593 | 0.16 | 0.05
594 | 1.58 | 0.45
595 | 10.8 | 3.08
596 | 3.99 | 1.14
597 | 0.6 | 0.17
598 | 0.41 | 0.12
599 | 0.36 | 0.1
600 | 0.3 | 0.09
601 | 0.26 | 0.07
602 | 2.29 | 0.65
603 | 66.25 | 18.88
604 | 75.57 | 21.54
605 | 77.5 | 22.09
606 | 26.85 | 7.65
607 | 4.62 | 1.32
608 | 0.37 | 0.11
609 | 6.29 | 1.79
610 | 3.23 | 0.92
611 | 3.07 | 0.87
612 | 3.8 | 1.08
613 | 8 | 2.28
614 | 0.09 | 0.02
615 | 0.12 | 0.03
616 | 0.42 | 0.12
617 | 3.19 | 0.91
618 | 6.85 | 1.95
619 | 3.94 | 1.12
620 | 0.02 | 0
621 | 9.9 | 2.82
622 | 2.71 | 0.77
623 | 0.18 | 0.05
624 | 0.32 | 0.09
625 | 0.14 | 0.04
626 | 0.73 | 0.21
627 | 318.77 | 90.85
628 | 316.18 | 90.11
629 | 72 | 20.52
630 | 206.69 | 58.91
631 | 125.86 | 35.87
632 | 41.58 | 11.85
633 | 139.94 | 39.88
634 | 126.66 | 36.1
635 | 174.61 | 49.76
636 | 195.54 | 55.73
637 | 149.67 | 42.66
638 | 288.28 | 82.16
639 | 114.39 | 32.6
640 | 74.61 | 21.26
641 | 65.08 | 18.55
642 | 97.87 | 27.89
643 | 30.13 | 8.59
644 | 152.04 | 43.33
645 | 137.49 | 39.19
646 | 161.87 | 46.13
647 | 425 | 121.13
648 | 46.82 | 13.34
649 | 180.41 | 51.42
650 | 65.11 | 18.56
651 | 106.49 | 30.35
652 | 87.75 | 25.01
653 | 55.18 | 15.73
654 | 73.11 | 20.84
655 | 73.83 | 21.04
656 | 49.79 | 14.19
657 | 36.13 | 10.3
658 | 67.37 | 19.2
659 | 113.21 | 32.27
660 | 35.63 | 10.16
661 | 68.39 | 19.49
662 | 291.09 | 82.96
663 | 152.64 | 43.5
664 | 94.89 | 27.04
665 | 96.45 | 27.49
666 | 146.09 | 41.64
667 | 248.55 | 70.84
668 | 83.45 | 23.78
669 | 23.77 | 6.78
670 | 147.77 | 42.12
671 | 244.76 | 69.76
672 | 159.97 | 45.59
673 | 197.08 | 56.17
674 | 285.2 | 81.28
675 | 224.73 | 64.05
676 | 121.95 | 34.76
677 | 115 | 32.78
678 | 20.07 | 5.72
679 | 157.09 | 44.77
680 | 72.68 | 20.71
681 | 42.8 | 12.2
682 | 39.47 | 11.25
683 | 50.35 | 14.35
684 | 28.18 | 8.03
685 | 37.88 | 10.8
686 | 33.73 | 9.61
687 | 33.05 | 9.42
688 | 29.46 | 8.4
689 | 80.25 | 22.87
690 | 88.61 | 25.25
691 | 61.7 | 17.59
692 | 126.56 | 36.07
693 | 71.37 | 20.34
694 | 56.72 | 16.16
695 | 57.87 | 16.49
696 | 47.21 | 13.46
697 | 10.87 | 3.1
698 | 5.11 | 1.46
699 | 60.87 | 17.35
700 | 28.73 | 8.19
701 | 129 | 36.76
702 | 92.95 | 26.49
703 | 67.81 | 19.33
704 | 34.69 | 9.89
705 | 166.64 | 47.49
706 | 104.86 | 29.88
707 | 166.13 | 47.35
708 | 28.01 | 7.98
709 | 46.14 | 13.15
710 | 86 | 24.51
711 | 95.39 | 27.19
712 | 79.56 | 22.68
713 | 67.55 | 19.25
714 | 0.22 | 0.06
715 | 54.44 | 15.52
716 | 0.11 | 0.03
717 | 5.8 | 1.65
718 | 22.64 | 6.45
719 | 3.57 | 1.02
720 | 5.21 | 1.48
721 | 32.91 | 9.38
722 | 22.4 | 6.38
723 | 4.29 | 1.22
724 | 0.14 | 0.04
725 | 170.7 | 48.65
726 | 5.39 | 1.54
727 | 0.41 | 0.12
728 | 119.38 | 34.02
729 | 11.38 | 3.24
730 | 10.72 | 3.06
731 | 0.17 | 0.05
732 | 40.28 | 11.48
733 | 0.09 | 0.02
734 | 12.1 | 3.45
735 | 2.33 | 0.66
736 | 0.2 | 0.06
737 | 1.85 | 0.53
738 | 28.29 | 8.06
739 | 12.32 | 3.51
740 | 28.04 | 7.99
741 | 0.81 | 0.23
742 | 222.95 | 63.54
743 | 169.81 | 48.4
744 | 0.18 | 0.05
745 | 0.71 | 0.2
746 | 0.51 | 0.15
747 | 4.83 | 1.38
748 | 3.08 | 0.88
749 | 1.54 | 0.44
750 | 1.11 | 0.32
751 | 132.93 | 37.88
752 | 0.15 | 0.04
753 | 25.23 | 7.19
754 | 0.52 | 0.15
755 | 16.92 | 4.82
756 | 1.63 | 0.46
757 | 0.13 | 0.04
758 | 0.31 | 0.09
759 | 83.43 | 23.78
760 | 0.69 | 0.2
761 | 83.25 | 23.72
762 | 0.23 | 0.07
763 | 30.19 | 8.61
764 | 1.83 | 0.52
765 | 143.23 | 40.82
766 | 176.01 | 50.16
767 | 19.13 | 5.45
768 | 0.08 | 0.02
769 | 5.45 | 1.55
770 | 0.73 | 0.21
771 | 26.14 | 7.45
772 | 9.58 | 2.73
773 | 16.18 | 4.61
774 | 33.42 | 9.52
775 | 54.58 | 15.55
776 | 145.51 | 41.47
777 | 117.89 | 33.6
778 | 213.87 | 60.95
779 | 129.78 | 36.99
780 | 0 | 0
781 | 44.99 | 12.82
782 | 110.14 | 31.39
783 | 11.67 | 3.33
784 | 71.6 | 20.4
785 | 20.49 | 5.84
786 | 86.19 | 24.57
787 | 116.94 | 33.33
788 | 40.23 | 11.47
789 | 73.43 | 20.93
790 | 36.94 | 10.53
791 | 61.97 | 17.66
792 | 6.76 | 1.93
793 | 73.92 | 21.07
794 | 91.67 | 26.12
795 | 41.13 | 11.72
796 | 45.9 | 13.08
797 | 112.52 | 32.07
798 | 54.43 | 15.51
799 | 41.94 | 11.95
800 | 20.94 | 5.97
801 | 2.37 | 0.68
802 | 24.71 | 7.04
803 | 21.5 | 6.13
804 | 13.68 | 3.9
805 | 67.89 | 19.35
806 | 64.82 | 18.47
807 | 84.25 | 24.01
808 | 169.08 | 48.19
809 | 37.67 | 10.74
810 | 3.23 | 0.92
811 | 29.93 | 8.53
812 | 0.74 | 0.21
813 | 100.12 | 28.53
814 | 67.4 | 19.21
815 | 165.89 | 47.28
816 | 49.53 | 14.12
817 | 71.75 | 20.45
818 | 1.84 | 0.52
819 | 0.17 | 0.05
820 | 1.06 | 0.3
821 | 4.48 | 1.28
822 | 2.27 | 0.65
823 | 15.23 | 4.34
824 | 60.53 | 17.25
825 | 47.27 | 13.47
826 | 15.15 | 4.32
827 | 16.62 | 4.74
828 | 3.96 | 1.13
829 | 5.35 | 1.53
830 | 56.23 | 16.02
831 | 4.81 | 1.37
832 | 24.33 | 6.93
833 | 2.48 | 0.71
834 | 87.77 | 25.01
835 | 76.47 | 21.79
836 | 1.95 | 0.56
837 | 0.37 | 0.11
838 | 7.96 | 2.27
839 | 1.55 | 0.44
840 | 10.91 | 3.11
841 | 3.92 | 1.12
842 | 11.95 | 3.41
843 | 2.81 | 0.8
844 | 0.16 | 0.05
845 | 24.24 | 6.91
846 | 5.26 | 1.5
847 | 2.68 | 0.76
848 | 2.02 | 0.58
849 | 0.31 | 0.09
850 | 0.97 | 0.28
851 | 9.55 | 2.72
852 | 3.84 | 1.1
853 | 98.14 | 27.97
854 | 59.06 | 16.83
855 | 33.03 | 9.41
856 | 0.36 | 0.1
857 | 6.18 | 1.76
858 | 23.53 | 6.71
859 | 19.34 | 5.51
860 | 0.22 | 0.06
861 | 0.43 | 0.12
862 | 7.76 | 2.21
863 | 10.06 | 2.87
864 | 15.48 | 4.41
865 | 6.55 | 1.87
866 | 0.36 | 0.1
867 | 0.7 | 0.2
868 | 2.15 | 0.61
869 | 0.12 | 0.03
870 | 0.93 | 0.27
871 | 3.8 | 1.08
872 | 0.3 | 0.08
873 | 1.7 | 0.48
874 | 1.76 | 0.5
875 | 40.5 | 11.54
876 | 2.96 | 0.84
877 | 5.22 | 1.49
878 | 8.78 | 2.5
879 | 0.33 | 0.09
880 | 0.77 | 0.22
881 | 1.29 | 0.37
882 | 0.84 | 0.24
883 | 0.27 | 0.08
884 | 0.66 | 0.19
885 | 19.57 | 5.58
886 | 0.06 | 0.02
887 | 16.88 | 4.81
888 | 17.77 | 5.06
889 | 2.42 | 0.69
890 | 1.51 | 0.43
891 | 56.36 | 16.06
892 | 0.28 | 0.08
893 | 0.64 | 0.18
894 | 14.84 | 4.23
895 | 8.02 | 2.29
896 | 3.84 | 1.09
897 | 0.8 | 0.23
898 | 12.13 | 3.46
899 | 9.19 | 2.62
900 | 19.64 | 5.6
901 | 19.7 | 5.61
902 | 8.82 | 2.51
903 | 3.42 | 0.97
904 | 0.23 | 0.07
905 | 8.53 | 2.43
906 | 49.77 | 14.18
907 | 3.4 | 0.97
908 | 11.74 | 3.35
909 | 10.8 | 3.08
910 | 0.94 | 0.27
911 | 89.11 | 25.4
912 | 0 | 0
913 | 3.39 | 0.97
914 | 77.54 | 22.1
915 | 81.36 | 23.19
916 | 78.7 | 22.43
917 | 1.19 | 0.34
918 | 100.81 | 28.73
919 | 118.94 | 33.9
920 | 1.41 | 0.4
921 | 11.77 | 3.35
922 | 3.63 | 1.03
923 | 3.92 | 1.12
924 | 1.6 | 0.46
925 | 2.98 | 0.85
926 | 11.02 | 3.14
927 | 0.07 | 0.02
928 | 20.33 | 5.79
929 | 18.87 | 5.38
930 | 25.98 | 7.41
931 | 19.96 | 5.69
932 | 1.21 | 0.34
933 | 1.69 | 0.48
934 | 10.51 | 2.99
935 | 29.9 | 8.52
936 | 7.83 | 2.23
937 | 0.93 | 0.27
938 | 16.71 | 4.76
939 | 0.23 | 0.06
940 | 23.24 | 6.62
941 | 16.15 | 4.6
942 | 50.84 | 14.49
943 | 0.32 | 0.09
944 | 0.66 | 0.19
945 | 56.8 | 16.19
946 | 70.77 | 20.17
947 | 16.24 | 4.63
948 | 4.98 | 1.42
949 | 41.12 | 11.72
950 | 0.8 | 0.23
951 | 1.21 | 0.34
952 | 8.13 | 2.32
953 | 15.71 | 4.48
954 | 23.28 | 6.63
955 | 0.85 | 0.24
956 | 4.9 | 1.4
957 | 11.47 | 3.27
958 | 0.18 | 0.05
959 | 121.79 | 34.71
960 | 39.14 | 11.16
961 | 33.27 | 9.48
962 | 6.91 | 1.97
963 | 1.22 | 0.35
964 | 0.22 | 0.06
965 | 0.17 | 0.05
966 | 0.19 | 0.05
967 | 1.42 | 0.4
968 | 3.92 | 1.12
969 | 103.28 | 29.43
970 | 2.75 | 0.79
971 | 4.69 | 1.34
972 | 92.73 | 26.43
973 | 2.09 | 0.6
974 | 8.74 | 2.49
975 | 1.77 | 0.5
976 | 0.69 | 0.2
977 | 20.12 | 5.73
978 | 7.76 | 2.21
979 | 150.78 | 42.97
980 | 124.75 | 35.55
981 | 252.54 | 71.97
982 | 94.74 | 27
983 | 129.54 | 36.92
984 | 164.97 | 47.02
985 | 48.47 | 13.81
986 | 65.78 | 18.75
987 | 65.28 | 18.6
988 | 63.79 | 18.18
989 | 73.61 | 20.98
990 | 39.69 | 11.31
991 | 103.56 | 29.52
992 | 36 | 10.26
993 | 115.49 | 32.92
994 | 168.37 | 47.99
995 | 243.39 | 69.37
996 | 44.06 | 12.56
997 | 71.83 | 20.47
998 | 148.17 | 42.23
999 | 62.91 | 17.93
1000 | 115.58 | 32.94
1001 | 100.58 | 28.66
1002 | 102.16 | 29.12
1003 | 213.4 | 60.82
1004 | 15.08 | 4.3
1005 | 59.33 | 16.91
1006 | 91.66 | 26.12
1007 | 36.16 | 10.31
1008 | 8.08 | 2.3
1009 | 83.01 | 23.66
1010 | 46.34 | 13.21
1011 | 50.81 | 14.48
1012 | 27.64 | 7.88
1013 | 9.56 | 2.72
1014 | 25.24 | 7.19
1015 | 11.43 | 3.26
1016 | 1.62 | 0.46
1017 | 52.9 | 15.08
1018 | 0.01 | 0
1019 | 22.02 | 6.27
1020 | 0.07 | 0.02
1021 | 1.16 | 0.33
1022 | 0.7 | 0.2
1023 | 3.24 | 0.92
1024 | 0.71 | 0.2
1025 | 8.34 | 2.38
1026 | 0.87 | 0.25
1027 | 0.93 | 0.27
1028 | 1.14 | 0.33
1029 | 0.33 | 0.09
1030 | 0.8 | 0.23
1031 | 13.05 | 3.72
1032 | 5.82 | 1.66
1033 | 1.31 | 0.37
1034 | 3.58 | 1.02
1035 | 9.86 | 2.81
1036 | 17.41 | 4.96
1037 | 56.13 | 16
1038 | 17 | 4.85
1039 | 0.82 | 0.23
1040 | 8.99 | 2.56
1041 | 0.74 | 0.21
1042 | 10.05 | 2.86
1043 | 6.61 | 1.88
1044 | 30.62 | 8.73
1045 | 6.18 | 1.76
1046 | 1.02 | 0.29
1047 | 7.04 | 2.01
1048 | 2.92 | 0.83
1049 | 42.64 | 12.15
1050 | 35.68 | 10.17
1051 | 6.52 | 1.86
1052 | 12.23 | 3.49
1053 | 0.51 | 0.15
1054 | 17.64 | 5.03
1055 | 2.84 | 0.81
1056 | 10.35 | 2.95
1057 | 0.6 | 0.17
1058 | 4.38 | 1.25
1059 | 130 | 37.05
1060 | 8.02 | 2.29
1061 | 48.62 | 13.86
1062 | 51.64 | 14.72
1063 | 66.34 | 18.91
1064 | 123.67 | 35.25
1065 | 72.36 | 20.62
1066 | 7.69 | 2.19
1067 | 55.01 | 15.68
1068 | 1.28 | 0.36
1069 | 112.8 | 32.15
1070 | 40 | 11.4
1071 | 89.74 | 25.58
1072 | 62.14 | 17.71
1073 | 109.47 | 31.2
1074 | 172.87 | 49.27
1075 | 78.24 | 22.3
1076 | 1.07 | 0.31
1077 | 0.83 | 0.24
1078 | 72.7 | 20.72
1079 | 19.64 | 5.6
1080 | 56.72 | 16.17
1081 | 78.18 | 22.28
1082 | 116.62 | 33.24
1083 | 17.19 | 4.9
1084 | 1.02 | 0.29
1085 | 1.24 | 0.35
1086 | 1.82 | 0.52
1087 | 97.94 | 27.91
1088 | 62.85 | 17.91
1089 | 23.12 | 6.59
1090 | 23.5 | 6.7
1091 | 8.05 | 2.29
1092 | 1.44 | 0.41
1093 | 5.28 | 1.51
1094 | 0.69 | 0.2
1095 | 0.5 | 0.14
1096 | 11.95 | 3.41
1097 | 29.91 | 8.52
1098 | 0.98 | 0.28
1099 | 7.44 | 2.12
1100 | 59.93 | 17.08
1101 | 138.6 | 39.5
1102 | 64.29 | 18.32
1103 | 105.16 | 29.97
1104 | 14.84 | 4.23
1105 | 16.17 | 4.61
1106 | 200.56 | 57.16
1107 | 23.06 | 6.57
1108 | 8.44 | 2.41
1109 | 27.57 | 7.86
1110 | 74.54 | 21.24
1111 | 12.2 | 3.48
1112 | 33.4 | 9.52
1113 | 0.73 | 0.21
1114 | 102.96 | 29.34
1115 | 0.44 | 0.12
1116 | 0.53 | 0.15
1117 | 0.49 | 0.14
1118 | 1.54 | 0.44
1119 | 11.65 | 3.32
1120 | 3.67 | 1.05
1121 | 117.64 | 33.53
1122 | 5.32 | 1.52
1123 | 0.42 | 0.12
1124 | 51.46 | 14.67
1125 | 10.13 | 2.89
1126 | 10.65 | 3.03
1127 | 2.6 | 0.74
1128 | 0.89 | 0.25
1129 | 4.77 | 1.36
1130 | 48.07 | 13.7
1131 | 26.54 | 7.56
1132 | 23.43 | 6.68
1133 | 133.14 | 37.95
1134 | 0.93 | 0.27
1135 | 2.64 | 0.75
1136 | 14.5 | 4.13
1137 | 45.42 | 12.95
1138 | 0.77 | 0.22
1139 | 6.19 | 1.76
1140 | 29.38 | 8.37
1141 | 44.3 | 12.62
1142 | 1.29 | 0.37
1143 | 1.66 | 0.47
1144 | 50.96 | 14.52
1145 | 53.17 | 15.15
1146 | 48.53 | 13.83
1147 | 24.31 | 6.93
1148 | 5.67 | 1.62
1149 | 1.86 | 0.53
1150 | 39.57 | 11.28
1151 | 46.61 | 13.28
1152 | 0.3 | 0.09
1153 | 7.67 | 2.19
1154 | 4.1 | 1.17
1155 | 17.37 | 4.95
1156 | 87.85 | 25.04
1157 | 90.59 | 25.82
1158 | 19.36 | 5.52
1159 | 14.54 | 4.14
1160 | 34.93 | 9.96
1161 | 19.99 | 5.7
1162 | 15.71 | 4.48
1163 | 3.27 | 0.93
1164 | 9.13 | 2.6
1165 | 33.49 | 9.54
1166 | 35.9 | 10.23
1167 | 5.6 | 1.6
1168 | 4.64 | 1.32
1169 | 11.27 | 3.21
1170 | 5.94 | 1.69
1171 | 140.69 | 40.1
1172 | 4.64 | 1.32
1173 | 1.53 | 0.43
1174 | 181.86 | 51.83
1175 | 130.56 | 37.21
1176 | 17.86 | 5.09
1177 | 0.34 | 0.1
1178 | 1.55 | 0.44
1179 | 0.45 | 0.13
1180 | 25.77 | 7.35
1181 | 0.19 | 0.05
1182 | 103.5 | 29.5
1183 | 172.89 | 49.27
1184 | 257.22 | 73.31
1185 | 86.14 | 24.55
1186 | 101.54 | 28.94
1187 | 91.18 | 25.99
1188 | 44.37 | 12.65
1189 | 12.44 | 3.55
1190 | 81.68 | 23.28
1191 | 96.1 | 27.39
1192 | 16.27 | 4.64
1193 | 93.93 | 26.77
1194 | 28.76 | 8.2
1195 | 17.92 | 5.11
1196 | 36.11 | 10.29
1197 | 32.99 | 9.4
1198 | 14.21 | 4.05
1199 | 24.71 | 7.04
1200 | 24.82 | 7.07
1201 | 34.34 | 9.79
1202 | 1.68 | 0.48
1203 | 113.74 | 32.42
1204 | 55.07 | 15.7
1205 | 30.29 | 8.63
1206 | 83.14 | 23.7
1207 | 70.46 | 20.08
1208 | 190.97 | 54.43
1209 | 30.75 | 8.76
1210 | 79.54 | 22.67
1211 | 51.59 | 14.7
1212 | 0.57 | 0.16
1213 | 2.25 | 0.64
1214 | 0.61 | 0.17
1215 | 2.22 | 0.63
1216 | 1.45 | 0.41
1217 | 8.52 | 2.43
1218 | 3.08 | 0.88
1219 | 14.43 | 4.11
1220 | 0.24 | 0.07
1221 | 0.67 | 0.19
1222 | 0.65 | 0.19
1223 | 15.81 | 4.5
1224 | 114.05 | 32.5
1225 | 0.8 | 0.23
1226 | 2.34 | 0.67
1227 | 0.04 | 0.01
1228 | 97.73 | 27.85
1229 | 0.42 | 0.12
1230 | 28.02 | 7.99
1231 | 2.33 | 0.66
1232 | 0.11 | 0.03
1233 | 3.51 | 1
1234 | 4.24 | 1.21
1235 | 1.82 | 0.52
1236 | 0.63 | 0.18
1237 | 3.98 | 1.14
1238 | 5.53 | 1.58
1239 | 0.72 | 0.21
1240 | 2.74 | 0.78
1241 | 0.25 | 0.07
1242 | 1.32 | 0.38
1243 | 0.66 | 0.19
1244 | 1.55 | 0.44
1245 | 2.93 | 0.84
1246 | 13.73 | 3.91
1247 | 2 | 0.57
1248 | 0.96 | 0.27
1249 | 4.29 | 1.22
1250 | 6.06 | 1.73
1251 | 18.38 | 5.24
1252 | 0.72 | 0.21
1253 | 1.15 | 0.33
1254 | 21.46 | 6.12
1255 | 1.96 | 0.56
1256 | 9.15 | 2.61
1257 | 1.74 | 0.5
1258 | 1.06 | 0.3
1259 | 4.17 | 1.19
1260 | 0.05 | 0.02
1261 | 1.91 | 0.54
1262 | 2.19 | 0.62
1263 | 11.01 | 3.14
1264 | 18.54 | 5.29
1265 | 3.76 | 1.07
1266 | 9.68 | 2.76
1267 | 1.86 | 0.53
1268 | 0.46 | 0.13
1269 | 0.3 | 0.09
1270 | 0.44 | 0.13
1271 | 1.45 | 0.41
1272 | 1.56 | 0.44
1273 | 0.59 | 0.17
1274 | 5.94 | 1.69
1275 | 4.92 | 1.4
1276 | 4.14 | 1.18
1277 | 2.14 | 0.61
1278 | 13.08 | 3.73
1279 | 0.37 | 0.1
1280 | 1.81 | 0.52
1281 | 5.86 | 1.67
1282 | 2.61 | 0.74
1283 | 0.79 | 0.22
1284 | 0.33 | 0.1
1285 | 0.2 | 0.06
1286 | 0.49 | 0.14
1287 | 0.39 | 0.11
1288 | 0.17 | 0.05
1289 | 1.34 | 0.38
1290 | 4.6 | 1.31
1291 | 0.12 | 0.03
1292 | 2.77 | 0.79
1293 | 5.95 | 1.7
1294 | 1.06 | 0.3
1295 | 0.59 | 0.17
1296 | 1.98 | 0.57
1297 | 0.09 | 0.03
1298 | 0.98 | 0.28
1299 | 3.81 | 1.09
1300 | 24.58 | 7.01
1301 | 2.92 | 0.83
1302 | 2.46 | 0.7
1303 | 4.28 | 1.22
1304 | 3.51 | 1
1305 | 0.51 | 0.15
1306 | 8.36 | 2.38
1307 | 2.51 | 0.72
1308 | 0.41 | 0.12
1309 | 6.79 | 1.94
1310 | 0.55 | 0.16
1311 | 1.73 | 0.49
1312 | 2.94 | 0.84
1313 | 19.46 | 5.55
1314 | 2.48 | 0.71
1315 | 19.42 | 5.53
1316 | 0.47 | 0.14
1317 | 0.23 | 0.07
1318 | 0.18 | 0.05
1319 | 5.8 | 1.65
1320 | 7.4 | 2.11
1321 | 6.73 | 1.92
1322 | 2.32 | 0.66
1323 | 0.59 | 0.17
1324 | 1.15 | 0.33
1325 | 2.57 | 0.73
1326 | 1.14 | 0.32
1327 | 2.23 | 0.63
1328 | 1.12 | 0.32
1329 | 0.43 | 0.12
1330 | 0.43 | 0.12
1331 | 11.82 | 3.37
1332 | 0.26 | 0.07
1333 | 0.64 | 0.18
1334 | 0.33 | 0.09
1335 | 0.17 | 0.05
1336 | 1.87 | 0.53
1337 | 2.81 | 0.8
1338 | 0.95 | 0.27
1339 | 4.24 | 1.21
1340 | 4.75 | 1.35
1341 | 1.41 | 0.4
1342 | 0.32 | 0.09
1343 | 37.08 | 10.57
1344 | 8.22 | 2.34
1345 | 30.78 | 8.77
1346 | 0.32 | 0.09
1347 | 1.57 | 0.45
1348 | 8.69 | 2.48
1349 | 2.75 | 0.78
1350 | 0.7 | 0.2
1351 | 0.79 | 0.22
1352 | 7.99 | 2.28
1353 | 59.42 | 16.93
1354 | 50.97 | 14.53
1355 | 57.53 | 16.4
1356 | 78.08 | 22.25
1357 | 54.21 | 15.45
1358 | 0.76 | 0.22
1359 | 51.41 | 14.65
1360 | 38.18 | 10.88
1361 | 62.18 | 17.72
1362 | 36.29 | 10.34
1363 | 60.92 | 17.36
1364 | 1.1 | 0.31
1365 | 27.42 | 7.81
1366 | 1.34 | 0.38
1367 | 0.74 | 0.21
1368 | 62.37 | 17.78
1369 | 0.46 | 0.13
1370 | 7.77 | 2.22
1371 | 0.39 | 0.11
1372 | 3.96 | 1.13
1373 | 24.69 | 7.04
1374 | 0.51 | 0.15
1375 | 1.79 | 0.51
1376 | 0.53 | 0.15
1377 | 0.91 | 0.26
1378 | 0.63 | 0.18
1379 | 2.53 | 0.72
1380 | 11.36 | 3.24
1381 | 0.32 | 0.09
1382 | 0.47 | 0.13
1383 | 4.16 | 1.19
1384 | 0.15 | 0.04
1385 | 0.43 | 0.12
1386 | 16.81 | 4.79
1387 | 4.07 | 1.16
1388 | 0.04 | 0.01
1389 | 56.53 | 16.11
1390 | 72.42 | 20.64
1391 | 63.19 | 18.01
1392 | 38.43 | 10.95
1393 | 12.84 | 3.66
1394 | 11.34 | 3.23
1395 | 0.06 | 0.02
1396 | 23.64 | 6.74
1397 | 0.32 | 0.09
1398 | 1.63 | 0.46
1399 | 0.42 | 0.12
1400 | 0.56 | 0.16
1401 | 7.37 | 2.1
1402 | 0.37 | 0.11
1403 | 0.17 | 0.05
1404 | 0.94 | 0.27
1405 | 1.81 | 0.51
1406 | 14.24 | 4.06
1407 | 0.05 | 0.02
1408 | 0.37 | 0.11
1409 | 0.92 | 0.26
1410 | 4.64 | 1.32
1411 | 9.53 | 2.72
1412 | 0.19 | 0.05
1413 | 0.31 | 0.09
1414 | 1.72 | 0.49
1415 | 1.48 | 0.42
1416 | 0.39 | 0.11
1417 | 4.33 | 1.23
1418 | 0 | 0

## Generators
Bus Number | Min MW | Max MW | Min Mvar | Max Mvar | MW dispatch, default | Voltage Set Point
1 | 729 | 2430 | -199.26 | 894.24 | 2150.61 | 1.04
1502 | 91.38 | 304.6 | -19.49 | 170.58 | 161.77 | 1.04
1503 | 70.8 | 236 | -15.1 | 132.16 | 125.34 | 1.04
1504 | 52.92 | 176.4 | -11.29 | 98.78 | 93.68 | 1.04
1505 | 114.21 | 380.7 | -24.36 | 213.19 | 202.19 | 1.04
1506 | 252.75 | 842.5 | -102.79 | 392.6 | 447.44 | 1.04
1507 | 53.19 | 177.3 | -11.35 | 99.29 | 94.16 | 1.04
1508 | 114.54 | 381.8 | -24.44 | 213.81 | 202.77 | 1.04
1509 | 0.45 | 1.5 | 0 | 0 | 0.58 | 1.01
1510 | 27.81 | 92.7 | -5.93 | 51.91 | 49.23 | 1.04
1511 | 203.43 | 678.1 | -43.4 | 379.74 | 360.13 | 1.04
1512 | 78 | 260 | -16.64 | 145.6 | 138.08 | 1.04
1513 | 149.37 | 497.9 | -31.87 | 278.82 | 264.43 | 1.04
1514 | 6.6 | 22 | -1.41 | 12.32 | 7.87 | 1.04
1515 | 15.03 | 50.1 | -3.21 | 28.06 | 17.92 | 1.04
1516 | 60.96 | 203.2 | -24.79 | 94.69 | 72.7 | 1.04
1517 | 7.2 | 24 | 0 | 0 | 8.78 | 1.04
1518 | 129.6 | 432 | -27.65 | 241.92 | 157.96 | 1.04
1519 | 177.99 | 593.3 | -37.97 | 332.25 | 216.94 | 1.04
1520 | 219.06 | 730.2 | -46.73 | 408.91 | 267 | 1.04
1521 | 10.29 | 34.3 | -4.94 | 7.31 | 13.37 | 1.01
1522 | 36.57 | 121.9 | -17.55 | 25.96 | 47.51 | 1.01
1523 | 17.64 | 58.8 | -8.47 | 12.52 | 22.92 | 1.01
1524 | 42.75 | 142.5 | -20.52 | 30.35 | 55.54 | 1.01
1525 | 274.38 | 914.6 | -58.53 | 512.18 | 485.73 | 1.04
1526 | 459 | 1530 | -186.66 | 712.98 | 812.57 | 1.04
1527 | 160.65 | 535.5 | -34.27 | 299.88 | 284.4 | 1.04
1528 | 7.71 | 25.7 | -1.64 | 14.39 | 13.65 | 1.04
1529 | 1.2 | 4 | -0.44 | 2.04 | 2.12 | 1.04
1530 | 83.4 | 278 | -40.03 | 59.21 | 108.35 | 1.01
1531 | 22.5 | 75 | -10.8 | 15.97 | 29.23 | 1.01
1532 | 0.84 | 2.8 | -0.14 | 1.08 | 2.5 | 1.04
1533 | 0.45 | 1.5 | -0.07 | 0.58 | 0.78 | 1.04
1534 | 0.72 | 2.4 | -0.12 | 0.92 | 1.24 | 1.04
1535 | 0.72 | 2.4 | -0.12 | 0.92 | 1.24 | 1.04
1536 | 1.8 | 6 | -0.29 | 2.3 | 3.1 | 1.04
1537 | 0.84 | 2.8 | -0.14 | 1.08 | 1.45 | 1.04
1538 | 1.08 | 3.6 | -0.18 | 1.38 | 1.86 | 1.04
1539 | 0.72 | 2.4 | -0.12 | 0.92 | 1.24 | 1.04
1540 | 0.72 | 2.4 | -0.12 | 0.92 | 1.24 | 1.04
1541 | 19.8 | 66 | -3.23 | 25.34 | 22.29 | 1.04
1542 | 9.45 | 31.5 | -1.54 | 12.1 | 11.52 | 1.04
1543 | 5.4 | 18 | -0.88 | 6.91 | 9.31 | 1.04
1544 | 32.4 | 108 | -5.29 | 41.47 | 55.83 | 1.04
1545 | 16.47 | 54.9 | -2.69 | 21.08 | 18.54 | 1.04
1546 | 4.5 | 15 | -0.74 | 5.76 | 5.07 | 1.04
1547 | 18 | 60 | -2.94 | 23.04 | 31.02 | 1.04
1548 | 13.2 | 44 | -2.16 | 16.9 | 22.75 | 1.04
1549 | 191.7 | 639 | -77.96 | 297.77 | 330.35 | 1.04
1550 | 178.5 | 595 | -38.08 | 333.2 | 307.6 | 1.04
1551 | 72.6 | 242 | -15.49 | 135.52 | 125.11 | 1.04
1552 | 24.75 | 82.5 | -11.88 | 17.57 | 32.16 | 1.01
1553 | 48.15 | 160.5 | -23.11 | 34.19 | 62.56 | 1.01
1554 | 345.84 | 1152.8 | -73.78 | 645.57 | 449.32 | 1.01
1555 | 171.9 | 573 | -36.67 | 320.88 | 223.34 | 1.01
1556 | 24.6 | 82 | -11.81 | 17.47 | 31.96 | 1.01
1557 | 23.4 | 78 | -11.23 | 16.61 | 30.4 | 1.01
1558 | 45 | 150 | -21.6 | 31.95 | 58.46 | 1.01
1559 | 44.25 | 147.5 | -21.24 | 31.42 | 57.49 | 1.01
1560 | 60.48 | 201.6 | -29.03 | 42.94 | 73.72 | 1.04
1561 | 60.3 | 201 | -28.94 | 42.81 | 73.5 | 1.04
1562 | 84.96 | 283.2 | -40.78 | 60.32 | 103.55 | 1.04
1563 | 36 | 120 | -17.28 | 25.56 | 107.09 | 1.04
1564 | 45 | 150 | -21.6 | 31.95 | 133.86 | 1.04
1565 | 56.4 | 188 | -27.07 | 40.04 | 68.74 | 1.04
1566 | 7.47 | 24.9 | 0 | 0 | 9.1 | 1.04
1567 | 48 | 160 | -23.04 | 34.08 | 54.03 | 1.04
1568 | 25.2 | 84 | -12.1 | 17.89 | 28.37 | 1.04
1569 | 0.45 | 1.5 | -0.07 | 0.58 | 0.78 | 1.04
1570 | 57.33 | 191.1 | -12.23 | 107.02 | 101.49 | 1.04
1571 | 258.3 | 861 | -55.1 | 482.16 | 457.27 | 1.04
1572 | 135 | 450 | -28.8 | 252 | 238.99 | 1.04
1573 | 16.8 | 56 | 0 | 0 | 29.74 | 1.04
1574 | 80.28 | 267.6 | -32.65 | 124.7 | 97.85 | 1.04
1575 | 34.2 | 114 | 0 | 0 | 40.78 | 1.04
1576 | 136.05 | 453.5 | -55.33 | 211.33 | 162.24 | 1.04
1577 | 45 | 150 | -21.6 | 31.95 | 50.66 | 1.04
1578 | 30.36 | 101.2 | -14.57 | 21.56 | 34.18 | 1.04
1579 | 11.25 | 37.5 | -5.4 | 7.99 | 12.66 | 1.04
1580 | 27.45 | 91.5 | -13.18 | 19.49 | 30.9 | 1.04
1581 | 40.5 | 135 | -19.44 | 28.76 | 45.59 | 1.04
1582 | 24.15 | 80.5 | -11.59 | 17.15 | 27.19 | 1.04
1583 | 72.3 | 241 | -34.7 | 51.33 | 81.39 | 1.04
1584 | 12.54 | 41.8 | -2.05 | 16.05 | 37.3 | 1.04
1585 | 50.4 | 168 | -10.75 | 94.08 | 61.43 | 1.04
1586 | 2.28 | 7.6 | 0 | 0 | 2.78 | 1.04
1587 | 11.64 | 38.8 | 0 | 0 | 14.19 | 1.04
1588 | 36.18 | 120.6 | -17.37 | 25.69 | 40.73 | 1.04
1589 | 34.2 | 114 | -16.42 | 24.28 | 38.5 | 1.04
1590 | 51.06 | 170.2 | -24.51 | 36.25 | 57.48 | 1.04
1591 | 220.65 | 735.5 | -105.91 | 156.66 | 248.38 | 1.04
1592 | 69.75 | 232.5 | -33.48 | 49.52 | 78.52 | 1.04
1593 | 812.58 | 2708.6 | -222.11 | 996.76 | 1438.51 | 1.04
1594 | 18.93 | 63.1 | -7.7 | 29.4 | 33.51 | 1.04
1595 | 21 | 70 | -3.43 | 26.88 | 24.95 | 1.01
1596 | 44.88 | 149.6 | -21.54 | 31.86 | 50.52 | 1.04
1597 | 198.75 | 662.5 | -95.4 | 141.11 | 223.73 | 1.04
1598 | 45 | 150 | -21.6 | 31.95 | 54.85 | 1.04
1599 | 27.6 | 92 | -13.25 | 19.6 | 33.64 | 1.04
1600 | 185.61 | 618.7 | -39.6 | 346.47 | 319.85 | 1.04
1601 | 1.68 | 5.6 | -0.36 | 3.14 | 2.18 | 1.01
1602 | 39.15 | 130.5 | -18.79 | 27.8 | 44.07 | 1.04
1603 | 36 | 120 | -17.28 | 25.56 | 40.52 | 1.04
1604 | 18.9 | 63 | -9.07 | 13.42 | 21.28 | 1.04
1605 | 74.7 | 249 | -35.86 | 53.04 | 84.09 | 1.04
1606 | 36 | 120 | -17.28 | 25.56 | 46.77 | 1.01
1607 | 45 | 150 | -21.6 | 31.95 | 53.47 | 1.01
1608 | 50.85 | 169.5 | -24.41 | 36.1 | 57.24 | 1.04
1609 | 45 | 150 | -21.6 | 31.95 | 133.86 | 1.04
1610 | 86.58 | 288.6 | -41.56 | 61.47 | 102.87 | 1.01
1611 | 2.88 | 9.6 | -0.47 | 3.69 | 3.51 | 1.04
1612 | 75 | 250 | -16 | 140 | 89.11 | 1.01
1613 | 60 | 200 | -28.8 | 42.6 | 67.54 | 1.04
1614 | 49.68 | 165.6 | -23.85 | 35.27 | 55.92 | 1.04
1615 | 60 | 200 | -28.8 | 42.6 | 67.54 | 1.04
1616 | 17.94 | 59.8 | -8.61 | 12.74 | 21.31 | 1.01
1617 | 18 | 60 | -8.64 | 12.78 | 53.55 | 1.04
1618 | 67.5 | 225 | -32.4 | 47.93 | 200.79 | 1.04
1619 | 45 | 150 | -21.6 | 31.95 | 133.86 | 1.04
1620 | 20.28 | 67.6 | -9.73 | 14.4 | 60.33 | 1.04
1621 | 329.22 | 1097.4 | -133.88 | 511.39 | 427.73 | 1.01
1622 | 72.99 | 243.3 | -29.68 | 113.38 | 87.04 | 1.04
1623 | 0.6 | 2 | -0.22 | 1.02 | 0.78 | 1.01
1624 | 13.2 | 44 | 0 | 0 | 15.74 | 1.04
1625 | 37.26 | 124.2 | -17.88 | 26.45 | 48.41 | 1.01
1626 | 27 | 90 | -12.96 | 19.17 | 35.08 | 1.01
1627 | 34.65 | 115.5 | -16.63 | 24.6 | 45.02 | 1.01
1628 | 59.85 | 199.5 | -28.73 | 42.49 | 77.76 | 1.01
1629 | 37.95 | 126.5 | -18.22 | 26.94 | 42.72 | 1.04
1630 | 62.7 | 209 | -30.1 | 44.52 | 70.58 | 1.04
1631 | 45 | 150 | -21.6 | 31.95 | 50.66 | 1.04
1632 | 59.1 | 197 | -28.37 | 41.96 | 66.53 | 1.04
1633 | 54 | 180 | -25.92 | 38.34 | 65.82 | 1.04
1634 | 2.7 | 9 | -1.3 | 1.92 | 3.29 | 1.04
1635 | 60.03 | 200.1 | -28.81 | 42.62 | 73.17 | 1.04
1636 | 60.9 | 203 | -29.23 | 43.24 | 74.23 | 1.04
1637 | 60 | 200 | -28.8 | 42.6 | 73.13 | 1.04
1638 | 60.48 | 201.6 | -29.03 | 42.94 | 73.72 | 1.04
1639 | 29.94 | 99.8 | -14.37 | 21.26 | 33.7 | 1.04
1640 | 60.18 | 200.6 | -28.89 | 42.73 | 71.5 | 1.01
1641 | 54 | 180 | -25.92 | 38.34 | 70.16 | 1.01
1642 | 63.3 | 211 | -30.38 | 44.94 | 82.24 | 1.01
1643 | 56.55 | 188.5 | 0 | 0 | 73.47 | 1.01
1644 | 15.63 | 52.1 | -5.78 | 26.52 | 27.67 | 1.04
1645 | 45 | 150 | -21.6 | 31.95 | 50.66 | 1.04
1646 | 65.4 | 218 | -31.39 | 46.43 | 77.7 | 1.01
1647 | 54.51 | 181.7 | -26.16 | 38.7 | 64.76 | 1.01
1648 | 4.17 | 13.9 | 0 | 0 | 7.19 | 1.04
1649 | 3 | 10 | 0 | 0 | 5.17 | 1.04
1650 | 3 | 10 | 0 | 0 | 5.17 | 1.04
1651 | 12.21 | 40.7 | 0 | 0 | 21.04 | 1.04
1652 | 1.32 | 4.4 | 0 | 0 | 2.27 | 1.04
1653 | 1.65 | 5.5 | 0 | 0 | 2.84 | 1.04
1654 | 11.88 | 39.6 | 0 | 0 | 13.37 | 1.04
1655 | 9 | 30 | 0 | 0 | 15.51 | 1.04
1656 | 198.45 | 661.5 | -80.7 | 308.26 | 341.98 | 1.04
1657 | 60 | 200 | -28.8 | 42.6 | 71.29 | 1.01
1658 | 48.3 | 161 | -23.18 | 34.29 | 57.39 | 1.01
1659 | 3.18 | 10.6 | 0 | 0 | 5.48 | 1.04
1660 | 0.42 | 1.4 | 0 | 0 | 0.72 | 1.04
1661 | 9 | 30 | -4.32 | 6.39 | 10.13 | 1.04
1662 | 33.75 | 112.5 | -16.2 | 23.96 | 40.1 | 1.01
1663 | 40.62 | 135.4 | -19.5 | 28.84 | 48.26 | 1.01
1664 | 3 | 10 | 0 | 0 | 3.9 | 1.01
1665 | 352.62 | 1175.4 | -143.4 | 547.74 | 418.96 | 1.01
1666 | 278.25 | 927.5 | -113.15 | 432.22 | 827.72 | 1.04
1667 | 0.96 | 3.2 | -0.36 | 1.63 | 2.86 | 1.04
1668 | 0.48 | 1.6 | -0.18 | 0.81 | 1.43 | 1.04
1669 | 3.24 | 10.8 | 0 | 0 | 9.64 | 1.04
1670 | 1.05 | 3.5 | -0.39 | 1.78 | 3.12 | 1.04
1671 | 107.28 | 357.6 | -22.89 | 200.26 | 319.13 | 1.04
1672 | 1.26 | 4.2 | -0.47 | 2.14 | 3.75 | 1.04
1673 | 1.92 | 6.4 | -0.71 | 3.26 | 5.71 | 1.04
1674 | 125.4 | 418 | -26.75 | 234.08 | 373.03 | 1.04
1675 | 255.66 | 852.2 | -103.97 | 397.13 | 760.52 | 1.04
1676 | 555.24 | 1850.8 | -118.45 | 1036.45 | 1651.69 | 1.04
1677 | 332.49 | 1108.3 | -70.93 | 620.65 | 396.5 | 1.04
1678 | 240.96 | 803.2 | -51.4 | 449.79 | 287.35 | 1.04
1679 | 32.97 | 109.9 | -12.2 | 55.94 | 39.32 | 1.04
1680 | 281.88 | 939.6 | -60.13 | 526.18 | 336.15 | 1.04
1681 | 594 | 1980 | -241.56 | 922.68 | 708.35 | 1.04
1682 | 713.88 | 2379.6 | -290.31 | 1108.89 | 851.31 | 1.04
1683 | 214.02 | 713.4 | 0 | 0 | 255.22 | 1.04
1684 | 171 | 570 | -36.48 | 319.2 | 203.92 | 1.04
1685 | 356.04 | 1186.8 | -144.79 | 553.05 | 1059.12 | 1.04
1686 | 310.8 | 1036 | -66.3 | 580.16 | 924.55 | 1.04
1687 | 394.44 | 1314.8 | -160.41 | 612.7 | 1173.35 | 1.04
1688 | 1.71 | 5.7 | 0 | 0 | 5.09 | 1.04
1689 | 223.8 | 746 | -47.74 | 417.76 | 665.75 | 1.04
1690 | 1.44 | 4.8 | -0.53 | 2.44 | 1.71 | 1.01
1691 | 3.72 | 12.4 | -1.38 | 6.31 | 4.42 | 1.01
1692 | 84.78 | 282.6 | -18.09 | 158.26 | 100.73 | 1.01
1693 | 520.2 | 1734 | -110.98 | 971.04 | 618.06 | 1.01
1694 | 37.95 | 126.5 | -15.43 | 58.95 | 112.89 | 1.04
1695 | 384 | 1280 | -81.92 | 716.8 | 1142.3 | 1.04
1696 | 0.96 | 3.2 | -0.36 | 1.63 | 2.86 | 1.04
1697 | 128.31 | 427.7 | -52.18 | 199.31 | 381.69 | 1.04
1698 | 1.8 | 6 | 0 | 0 | 3.1 | 1.04
1699 | 24 | 80 | -5.12 | 44.8 | 71.39 | 1.04
1700 | 3.12 | 10.4 | -1.15 | 5.29 | 9.28 | 1.04
1701 | 181.08 | 603.6 | -73.64 | 281.28 | 538.67 | 1.04
1702 | 236.52 | 788.4 | -50.46 | 441.5 | 703.58 | 1.04
1703 | 240.96 | 803.2 | -51.4 | 449.79 | 716.79 | 1.04
1704 | 242.1 | 807 | -51.65 | 451.92 | 272.53 | 1.04
1705 | 302.4 | 1008 | -122.98 | 469.73 | 340.41 | 1.04
1706 | 554.94 | 1849.8 | -225.68 | 862.01 | 624.69 | 1.04
1707 | 190.41 | 634.7 | -77.43 | 295.77 | 337.08 | 1.04
1708 | 46.17 | 153.9 | -9.85 | 86.18 | 81.73 | 1.04
1709 | 177.18 | 590.6 | -72.05 | 275.22 | 313.66 | 1.04
1710 | 0.39 | 1.3 | -0.14 | 0.66 | 0.69 | 1.04
1711 | 160.92 | 536.4 | -34.33 | 300.38 | 284.88 | 1.04
1712 | 69 | 230 | -14.72 | 128.8 | 122.15 | 1.04
1713 | 10.5 | 35 | -4.27 | 16.31 | 18.59 | 1.04
1714 | 2.25 | 7.5 | 0 | 0 | 3.98 | 1.04
1715 | 277.14 | 923.8 | -59.12 | 517.33 | 490.62 | 1.04
1716 | 14.4 | 48 | -3.07 | 26.88 | 25.49 | 1.04
1717 | 1.5 | 5 | -0.32 | 2.8 | 2.66 | 1.04
1718 | 2.07 | 6.9 | -0.44 | 3.86 | 3.66 | 1.04
1719 | 1.41 | 4.7 | 0 | 0 | 2.5 | 1.04
1720 | 244.5 | 815 | -52.16 | 456.4 | 432.84 | 1.04
1721 | 1.2 | 4 | -0.44 | 2.04 | 2.12 | 1.04
1722 | 263.52 | 878.4 | -107.16 | 409.33 | 466.51 | 1.04
1723 | 135.96 | 453.2 | -29 | 253.79 | 240.69 | 1.04
1724 | 75.6 | 252 | 0 | 0 | 133.83 | 1.04
1725 | 1.11 | 3.7 | -0.24 | 2.07 | 1.97 | 1.04
1726 | 30.81 | 102.7 | -6.57 | 57.51 | 54.54 | 1.04
1727 | 356.97 | 1189.9 | -76.15 | 666.34 | 425.69 | 1.04
1728 | 3.06 | 10.2 | -1.13 | 5.19 | 3.65 | 1.04
1729 | 275.49 | 918.3 | -58.77 | 514.25 | 328.53 | 1.04
1730 | 507 | 1690 | -206.18 | 787.54 | 873.69 | 1.04
1731 | 30.57 | 101.9 | -6.52 | 57.06 | 52.68 | 1.04
1732 | 281.91 | 939.7 | -60.14 | 526.23 | 485.81 | 1.04
1733 | 1.29 | 4.3 | -0.28 | 2.41 | 2.22 | 1.04
1734 | 193.08 | 643.6 | -41.19 | 360.42 | 332.73 | 1.04
1735 | 1202.52 | 4008.4 | -489.02 | 1867.91 | 1465.68 | 1.04
1736 | 174.03 | 580.1 | -37.13 | 324.86 | 212.11 | 1.04
1737 | 171.6 | 572 | -36.61 | 320.32 | 209.15 | 1.04
1738 | 12.3 | 41 | -2.62 | 22.96 | 14.99 | 1.04
1739 | 4.5 | 15 | -0.96 | 8.4 | 7.75 | 1.04
1740 | 2.04 | 6.8 | -0.75 | 3.46 | 3.52 | 1.04
1741 | 352.8 | 1176 | -75.26 | 658.56 | 607.97 | 1.04
1742 | 538.62 | 1795.4 | -219.04 | 836.66 | 928.18 | 1.04
1743 | 113.07 | 376.9 | -24.12 | 211.06 | 194.85 | 1.04
1744 | 64.56 | 215.2 | -13.77 | 120.51 | 111.25 | 1.04
1745 | 93 | 310 | -37.82 | 144.46 | 113.35 | 1.04
1746 | 206.82 | 689.4 | -44.12 | 386.06 | 252.08 | 1.04
1747 | 186.72 | 622.4 | -75.93 | 290.04 | 227.58 | 1.04
1748 | 30.72 | 102.4 | -6.55 | 57.34 | 37.44 | 1.04
1749 | 165 | 550 | -35.2 | 308 | 201.11 | 1.04
1750 | 123 | 410 | -50.02 | 191.06 | 149.92 | 1.04
1751 | 341.4 | 1138 | -138.84 | 530.31 | 416.11 | 1.04
1752 | 282.06 | 940.2 | -60.17 | 526.51 | 343.79 | 1.04
1753 | 326.46 | 1088.2 | -69.64 | 609.39 | 397.9 | 1.04
1754 | 2.88 | 9.6 | -1.07 | 4.89 | 4.96 | 1.04
1755 | 1.32 | 4.4 | -0.49 | 2.24 | 2.27 | 1.04
1756 | 279.6 | 932 | -113.7 | 434.31 | 481.82 | 1.04
1757 | 68.88 | 229.6 | -14.69 | 128.58 | 118.7 | 1.04
1758 | 2.52 | 8.4 | -0.93 | 4.28 | 4.34 | 1.04
1759 | 267.6 | 892 | -108.82 | 415.67 | 461.15 | 1.04
1760 | 1.02 | 3.4 | -0.38 | 1.73 | 1.76 | 1.04
1761 | 433.2 | 1444 | -176.17 | 672.9 | 746.52 | 1.04
1762 | 155.1 | 517 | -33.09 | 289.52 | 267.28 | 1.04
1763 | 79.08 | 263.6 | -16.87 | 147.62 | 136.28 | 1.04
1764 | 13.26 | 44.2 | -2.83 | 24.75 | 22.85 | 1.04
1765 | 12.3 | 41 | -2.62 | 22.96 | 14.99 | 1.04
1766 | 14.1 | 47 | -3.01 | 26.32 | 17.19 | 1.04
1767 | 20.76 | 69.2 | 0 | 0 | 25.3 | 1.04
1768 | 51.12 | 170.4 | -10.91 | 95.42 | 60.74 | 1.01
1769 | 240.3 | 801 | -51.26 | 448.56 | 285.51 | 1.01
1770 | 158.7 | 529 | -33.86 | 296.24 | 188.55 | 1.01
1771 | 324.66 | 1082.2 | -132.03 | 504.31 | 421.8 | 1.01
1772 | 165.39 | 551.3 | -35.28 | 308.73 | 491.99 | 1.04
1773 | 4.29 | 14.3 | -1.59 | 7.28 | 5.1 | 1.01
1774 | 208.92 | 696.4 | -44.57 | 389.98 | 248.22 | 1.01
1775 | 296.7 | 989 | -63.3 | 553.84 | 352.52 | 1.01
1776 | 0.96 | 3.2 | -0.36 | 1.63 | 1.14 | 1.01
1777 | 1.2 | 4 | -0.44 | 2.04 | 1.35 | 1.04
1778 | 1.92 | 6.4 | -0.71 | 3.26 | 2.16 | 1.04
1779 | 279.6 | 932 | -113.7 | 434.31 | 314.74 | 1.04
1780 | 167.7 | 559 | -35.78 | 313.04 | 217.88 | 1.01
1781 | 1.83 | 6.1 | -0.39 | 3.42 | 2.38 | 1.01
1782 | 45.75 | 152.5 | -9.76 | 85.4 | 59.44 | 1.01

## Shunts
Bus Number | Nominal Mvar
58 | 80
64 | 70
67 | 50
96 | 60
98 | 50
114 | 60
117 | 30
165 | 40
195 | 30
294 | 20
309 | 80
331 | 70
335 | 80
344 | 200
345 | 100
346 | 30
347 | 100
360 | 40
371 | 60
458 | 50
467 | 50
474 | 150
476 | 30
478 | 100
528 | 40
553 | 50
659 | 70
782 | 70
809 | 30
898 | 15
915 | 80
1178 | 15
1224 | 80
1228 | 50
1268 | -50
1299 | -50
1362 | 30
1363 | 40
1395 | -10
1415 | -10
1417 | -10

## Benchmark Power Flow Solution
Bus Num | V, pu | Ang, deg
1 | 1.04 | 0
2 | 0.981 | -16.84
3 | 0.9942 | -14.84
4 | 0.9862 | -16.26
5 | 0.983 | -16.76
6 | 0.9866 | -14.22
7 | 0.9815 | -16.81
8 | 0.9885 | -15.51
9 | 0.9874 | -16.13
10 | 1.0076 | -8.98
11 | 0.9991 | -10.55
12 | 0.979 | -17.73
13 | 0.9891 | -15.69
14 | 0.987 | -16.03
15 | 0.9779 | -17.34
16 | 0.9788 | -16.12
17 | 0.9798 | -16.79
18 | 0.9822 | -15.46
19 | 0.9881 | -15.08
20 | 0.9865 | -15.43
21 | 0.9816 | -16.62
22 | 0.9791 | -16.92
23 | 0.9813 | -16.65
24 | 0.9862 | -16.16
25 | 0.9889 | -15.85
26 | 0.9823 | -15.55
27 | 0.9903 | -14.71
28 | 0.9841 | -15.51
29 | 0.9821 | -15.02
30 | 0.9812 | -16.97
31 | 0.9843 | -14.64
32 | 0.9873 | -15.46
33 | 0.9765 | -18.08
34 | 0.9701 | -17.62
35 | 0.9992 | -13.56
36 | 0.9804 | -15.58
37 | 0.9926 | -14.16
38 | 0.9892 | -15.58
39 | 0.9859 | -16.21
40 | 1.0045 | -9.75
41 | 0.9754 | -18.36
42 | 0.9913 | -14.68
43 | 0.9839 | -16.51
44 | 0.9879 | -15.31
45 | 0.986 | -16.51
46 | 0.997 | -10.9
47 | 0.9942 | -11.73
48 | 0.9944 | -14.95
49 | 0.9939 | -14.39
50 | 0.9975 | -13.32
51 | 1.02 | -10.34
52 | 1.0027 | -15.53
53 | 0.9801 | -16.03
54 | 1.0079 | -11.99
55 | 1.0105 | -11.15
56 | 1.0202 | -9.91
57 | 0.994 | -16.4
58 | 1.0087 | -17.01
59 | 0.9791 | -16.21
60 | 1.008 | -15.02
61 | 0.9957 | -13.48
62 | 0.9986 | -15.28
63 | 0.9929 | -15.02
64 | 1.0029 | -17.1
65 | 1.0108 | -14.58
66 | 0.9907 | -15.84
67 | 0.9832 | -17.18
68 | 0.99 | -15.48
69 | 1.0123 | -14.04
70 | 0.986 | -16.06
71 | 0.9778 | -16.75
72 | 0.9958 | -14.27
73 | 1.0004 | -13.93
74 | 0.9824 | -16.72
75 | 0.9889 | -16.15
76 | 1.0273 | -12.58
77 | 0.9752 | -17.22
78 | 0.9759 | -17.25
79 | 1.0044 | -13.52
80 | 1.0052 | -12.26
81 | 0.9742 | -16.15
82 | 1.0027 | -12.61
83 | 1.0087 | -14.34
84 | 1.0033 | -14.19
85 | 0.9903 | -15.78
86 | 0.999 | -15.19
87 | 1.0046 | -12.68
88 | 1.0256 | -12.84
89 | 0.9963 | -15.72
90 | 0.9996 | -14.72
91 | 0.9907 | -14.54
92 | 0.9994 | -14.3
93 | 1.0037 | -15.73
94 | 0.9947 | -13.61
95 | 0.9732 | -17.03
96 | 1.0019 | -17.97
97 | 1.0018 | -17.46
98 | 0.9935 | -16.29
99 | 0.9797 | -16.57
100 | 0.9862 | -15.49
101 | 0.9798 | -16.52
102 | 0.9815 | -16.29
103 | 0.9759 | -17.09
104 | 0.9791 | -16.19
105 | 0.987 | -15.39
106 | 0.9781 | -17.14
107 | 0.9781 | -16.77
108 | 0.9763 | -17.24
109 | 0.9832 | -16.58
110 | 0.9827 | -16.18
111 | 0.9757 | -17.11
112 | 0.978 | -16.94
113 | 0.9789 | -16.8
114 | 0.9824 | -17.56
115 | 0.9842 | -16.53
116 | 0.9911 | -13.45
117 | 1.0025 | -14.01
118 | 0.9915 | -14.59
119 | 1.0017 | -12.03
120 | 0.9977 | -11.88
121 | 0.9969 | -12.45
122 | 0.9924 | -12.19
123 | 0.9962 | -11.32
124 | 1.0178 | -6.95
125 | 0.997 | -11.58
126 | 0.9985 | -9.32
127 | 0.9903 | -11.55
128 | 1.0091 | -10.32
129 | 1.0044 | -9.81
130 | 1.001 | -11.81
131 | 1.0031 | -11.93
132 | 1.0167 | -9.72
133 | 0.9947 | -12.75
134 | 1.0077 | -8.88
135 | 1.013 | -11.58
136 | 1.0257 | -5.56
137 | 1.0095 | -9.86
138 | 1.0077 | -8.17
139 | 0.9959 | -12
140 | 1.0055 | -9.38
141 | 0.9942 | -11.09
142 | 0.9945 | -12.03
143 | 0.9941 | -15.38
144 | 0.9923 | -15.38
145 | 1.0011 | -10.26
146 | 0.9926 | -11.5
147 | 1.016 | -7.33
148 | 1.0094 | -9.02
149 | 1.0157 | -7.03
150 | 1.0156 | -13.2
151 | 0.9915 | -12.59
152 | 0.9962 | -13.95
153 | 0.9944 | -12.98
154 | 0.9839 | -11.24
155 | 0.9945 | -10.64
156 | 0.9937 | -12.82
157 | 0.9992 | -11.01
158 | 1.0005 | -10.82
159 | 1.0088 | -8.12
160 | 1.0154 | -7.67
161 | 1.0066 | -9.2
162 | 1.0133 | -12.04
163 | 0.9993 | -14.86
164 | 1.0008 | -11.02
165 | 1.0036 | -16.25
166 | 0.9929 | -12.33
167 | 0.994 | -11.92
168 | 1.0133 | -7.84
169 | 1.0013 | -10.09
170 | 0.9951 | -11.73
171 | 1.0133 | -13.27
172 | 1.01 | -8.32
173 | 1.0005 | -10.18
174 | 0.9981 | -11.63
175 | 0.9931 | -10.03
176 | 0.9939 | -11.43
177 | 0.996 | -12.25
178 | 0.993 | -13.63
179 | 0.9938 | -12.96
180 | 0.9975 | -10.7
181 | 0.9909 | -10.91
182 | 0.9915 | -13.09
183 | 1.0053 | -10.49
184 | 1.0111 | -11.44
185 | 0.9946 | -12.8
186 | 0.9947 | -12.8
187 | 1.0016 | -13.32
188 | 1.0031 | -13.37
189 | 1.0135 | -13.92
190 | 1.016 | -13.21
191 | 1.0205 | -12.78
192 | 1.025 | -12.84
193 | 1.032 | -11.57
194 | 1.0092 | -14.46
195 | 1.0217 | -13.76
196 | 1.0153 | -13.81
197 | 1.013 | -13.86
198 | 1.0128 | -13.96
199 | 1.0205 | -13.3
200 | 1.0046 | -14.87
201 | 1.0011 | -14.98
202 | 1.0076 | -14.54
203 | 1.0058 | -14.59
204 | 1.0251 | -12.72
205 | 1.0078 | -14.57
206 | 1.0165 | -12.26
207 | 1.0264 | -12.42
208 | 1.0217 | -12.62
209 | 0.9988 | -15.28
210 | 1.0227 | -12.46
211 | 1.0093 | -14.34
212 | 1.0113 | -14.09
213 | 1.0328 | -11.39
214 | 1.0185 | -12.63
215 | 1.0148 | -13.8
216 | 1.0357 | -11.09
217 | 1.0032 | -14.49
218 | 0.997 | -15.29
219 | 1.0259 | -12.11
220 | 0.9886 | -16.13
221 | 0.9856 | -16.3
222 | 1.0238 | -12.55
223 | 1.0157 | -12.53
224 | 1.0126 | -13.73
225 | 1.0108 | -12.36
226 | 1.0114 | -13.45
227 | 1.0019 | -15.17
228 | 1.0139 | -13.05
229 | 1.0078 | -14.27
230 | 1.0297 | -12.18
231 | 1.0051 | -14.6
232 | 0.9989 | -15.23
233 | 1.0162 | -12.67
234 | 1.0148 | -12.34
235 | 1.0138 | -16.84
236 | 1.0135 | -12.96
237 | 1.0349 | -17.67
238 | 1.0125 | -15.87
239 | 1.0262 | -13.1
240 | 1.024 | -13.22
241 | 1.0219 | -12.27
242 | 1.0226 | -13.96
243 | 1.0146 | -18.36
244 | 1.0368 | -12.33
245 | 1.0375 | -9.16
246 | 1.0182 | -14.79
247 | 1.0218 | -19.58
248 | 1.0099 | -16.82
249 | 1.0044 | -22.14
250 | 1.0254 | -11.41
251 | 1.0153 | -15.31
252 | 1.0088 | -15.95
253 | 1.036 | -9.87
254 | 1.0184 | -13.7
255 | 1.0372 | -10.03
256 | 1.011 | -17.48
257 | 0.9894 | -16.86
258 | 1.0296 | -14.26
259 | 1.0329 | -12.48
260 | 0.9969 | -15.98
261 | 0.9909 | -16.87
262 | 1.0172 | -13.96
263 | 0.9925 | -16.44
264 | 1.017 | -13.47
265 | 0.9886 | -16.82
266 | 0.9975 | -15.2
267 | 1.0051 | -14.79
268 | 0.9999 | -14.75
269 | 1.0077 | -14.72
270 | 1.0051 | -15.27
271 | 1.0163 | -13.69
272 | 1.0095 | -14.79
273 | 0.9981 | -15.12
274 | 1.0065 | -15.9
275 | 0.981 | -14.97
276 | 0.981 | -14.87
277 | 0.9846 | -15.2
278 | 1.0033 | -10.53
279 | 0.9899 | -13.25
280 | 0.9771 | -15.7
281 | 0.9738 | -16.05
282 | 0.9789 | -15.29
283 | 0.9783 | -15.5
284 | 0.9793 | -12.26
285 | 0.9817 | -15.52
286 | 0.9903 | -12.51
287 | 0.9813 | -14.68
288 | 0.9992 | -10.48
289 | 1.0156 | -7.98
290 | 0.9829 | -15.31
291 | 0.9991 | -9.48
292 | 0.9893 | -12.74
293 | 1.0046 | -13.24
294 | 0.9988 | -10.84
295 | 0.9971 | -10.45
296 | 1.0099 | -7.08
297 | 1.0034 | -8.05
298 | 1.0026 | -11.32
299 | 0.9794 | -15.97
300 | 0.9839 | -15.45
301 | 0.976 | -16.06
302 | 0.9902 | -12.74
303 | 0.9886 | -11.98
304 | 0.997 | -11
305 | 0.9862 | -14.15
306 | 0.9989 | -12.64
307 | 0.9854 | -14.24
308 | 1.0114 | -13.56
309 | 1.0091 | -15.76
310 | 1.0083 | -7.35
311 | 0.9991 | -7.38
312 | 1.0129 | -7.43
313 | 0.9879 | -14.67
314 | 0.9974 | -10.48
315 | 0.9929 | -15.55
316 | 0.9892 | -10.11
317 | 0.9936 | -14.7
318 | 1.0005 | -10.16
319 | 1.0101 | -9.54
320 | 1.0125 | -7.89
321 | 1.017 | -7.24
322 | 0.9838 | -17.16
323 | 1.0125 | -9.84
324 | 0.982 | -13.66
325 | 0.981 | -15.01
326 | 0.983 | -14.48
327 | 0.9828 | -14.98
328 | 0.9901 | -13.07
329 | 0.9878 | -13.06
330 | 0.9795 | -14.81
331 | 0.9809 | -15.79
332 | 0.9842 | -13.2
333 | 0.9872 | -13.36
334 | 1.0013 | -11.1
335 | 0.9879 | -15.5
336 | 0.9906 | -12.91
337 | 0.9858 | -13.9
338 | 0.9779 | -15.69
339 | 0.992 | -13.3
340 | 0.9929 | -14.44
341 | 0.9839 | -15.83
342 | 0.9806 | -15.06
343 | 0.9727 | -16.26
344 | 1.0483 | -19.66
345 | 1.0491 | -19.17
346 | 0.9809 | -18.68
347 | 0.9833 | -18.99
348 | 0.9927 | -10.25
349 | 0.9782 | -17.38
350 | 0.9761 | -18.09
351 | 0.9875 | -6.9
352 | 0.9867 | -7.64
353 | 0.9849 | -15.79
354 | 1.0107 | -15.44
355 | 1.0039 | -11.42
356 | 1.0006 | -10.39
357 | 1.0043 | -11.72
358 | 0.9744 | -16.16
359 | 1.0041 | -10.27
360 | 1.0169 | -17.44
361 | 0.9816 | -15.94
362 | 1.0311 | -17.94
363 | 1.0098 | -11.43
364 | 0.9977 | -9.26
365 | 1.0139 | -9.19
366 | 1.0108 | -10.58
367 | 0.9763 | -6.64
368 | 0.9818 | -16.09
369 | 1.0316 | -18.4
370 | 0.9761 | -5.06
371 | 0.9848 | -17.33
372 | 1.0001 | -11.09
373 | 1.001 | -11.3
374 | 0.9799 | -7.78
375 | 1.0207 | -16.41
376 | 0.9971 | -11.42
377 | 0.9893 | -9.72
378 | 0.9865 | -15.05
379 | 1.0149 | -14.6
380 | 1.0055 | -10.99
381 | 0.9757 | -1.15
382 | 0.9937 | 0.15
383 | 0.9772 | -0.34
384 | 0.979 | -0.79
385 | 0.9828 | -1.21
386 | 1.0131 | 0.52
387 | 0.9891 | 1.65
388 | 0.9974 | -1.94
389 | 1.0074 | 3.83
390 | 1.0198 | 6.78
391 | 1.0056 | 3.29
392 | 0.9892 | -5.78
393 | 0.9897 | 0.67
394 | 0.9886 | 1.39
395 | 1.0153 | 1.58
396 | 1.0223 | 7.3
397 | 1.019 | 3.37
398 | 0.9987 | 6.13
399 | 1.0116 | -0.67
400 | 0.9953 | -0.93
401 | 0.9935 | -2.02
402 | 1.0046 | 4.08
403 | 1.0077 | 9.05
404 | 1.026 | 8.04
405 | 1.0034 | -3.21
406 | 0.9977 | -6.57
407 | 1.0054 | -5.33
408 | 0.9999 | -3.33
409 | 1.0124 | -7.71
410 | 1.0186 | -3.37
411 | 1.0289 | -3.46
412 | 1.0114 | 1.47
413 | 0.9918 | -8.18
414 | 0.9893 | -4.63
415 | 0.9971 | -7.56
416 | 1.0224 | 0.86
417 | 1.0013 | -8.1
418 | 1.0172 | 0.99
419 | 0.983 | -6.98
420 | 1.0251 | 1.99
421 | 1.0296 | -0.63
422 | 1.0244 | 0.11
423 | 1.0144 | -3.28
424 | 1.0313 | 0.15
425 | 1.0032 | -5.15
426 | 1.0048 | -2.76
427 | 0.9965 | -9.52
428 | 1.0262 | -3.64
429 | 1.0215 | 0.59
430 | 0.9978 | -9.08
431 | 0.9969 | -10.67
432 | 1.0138 | -5.56
433 | 1.0199 | -3.82
434 | 1.024 | -2.76
435 | 1.0019 | -6.02
436 | 1.0185 | -1.73
437 | 1.0294 | -1.95
438 | 1.0282 | -0.65
439 | 1.0187 | 1.59
440 | 1.0233 | -1.43
441 | 1.0239 | 1.34
442 | 1.0238 | -4.75
443 | 0.9931 | -3.61
444 | 1.0279 | -3.98
445 | 0.9972 | -8.09
446 | 1.0051 | -1.66
447 | 1.0295 | 1.61
448 | 1.0098 | -5.83
449 | 1.0062 | -7.71
450 | 0.999 | -8.72
451 | 0.999 | -7.6
452 | 1.0084 | 0.91
453 | 0.9949 | -21.24
454 | 0.9826 | -23.19
455 | 0.9825 | -22.98
456 | 0.99 | -22.68
457 | 1.0037 | -20.9
458 | 0.9898 | -24.89
459 | 1.0017 | -19.82
460 | 1.0035 | -19.72
461 | 1.0059 | -18.22
462 | 0.9899 | -21.3
463 | 1.0112 | -20.2
464 | 1.0044 | -20.71
465 | 0.9866 | -14.04
466 | 0.9778 | -24.65
467 | 1.0032 | -19.98
468 | 1.0034 | -21
469 | 0.9852 | -11.21
470 | 0.9989 | -21.21
471 | 0.9759 | -24.6
472 | 0.9946 | -12.77
473 | 0.9993 | -22.24
474 | 1.0094 | -25.39
475 | 0.9926 | -25.28
476 | 0.9871 | -24.52
477 | 0.9893 | -25.46
478 | 1.0007 | -24.6
479 | 1.0031 | -19.65
480 | 0.9945 | -21.89
481 | 1.0179 | -19.59
482 | 0.9872 | -23.39
483 | 1.0047 | -18.72
484 | 0.9918 | -10.22
485 | 0.9877 | -13.68
486 | 1.026 | -18.96
487 | 0.9997 | -20.26
488 | 1.0144 | -17.58
489 | 0.9962 | -24.48
490 | 0.9871 | -24.88
491 | 1.0046 | -21.01
492 | 1.0229 | -19.2
493 | 1.0202 | -19.46
494 | 0.9887 | -22.15
495 | 0.9983 | -18.38
496 | 1.0062 | -12.21
497 | 1.0091 | -11.87
498 | 1.0039 | -12.61
499 | 0.9987 | -13.86
500 | 1.0137 | -11.17
501 | 1.0244 | -8.12
502 | 1.0147 | -11.74
503 | 1.0137 | -15.61
504 | 0.9847 | -20.63
505 | 1.0115 | -11.92
506 | 1.0089 | -19.22
507 | 0.9828 | -16.54
508 | 0.9923 | -16.02
509 | 1.0302 | -10.86
510 | 1.0237 | -8.1
511 | 0.9941 | -13.35
512 | 1.0029 | -18.25
513 | 1.0297 | -7.79
514 | 0.9923 | -15
515 | 1.0249 | -9.77
516 | 1.0036 | -14.32
517 | 0.9831 | -19.58
518 | 0.9883 | -13.06
519 | 1.0153 | -10.12
520 | 0.9962 | -11.29
521 | 1.0179 | -11.01
522 | 1.007 | -12.76
523 | 1.0023 | -11.81
524 | 1.0181 | -14.33
525 | 0.998 | -13.69
526 | 0.9826 | -19.98
527 | 1.0064 | -19.94
528 | 1.0103 | -18.91
529 | 1.0184 | -10.89
530 | 1.0205 | -16.74
531 | 0.9861 | -18.02
532 | 0.9934 | -13.96
533 | 1.0323 | -10.47
534 | 0.9947 | -12.19
535 | 0.9958 | -13.19
536 | 1.0043 | -12.2
537 | 1.0022 | -12.39
538 | 1.0279 | -11.29
539 | 1.0254 | -8.82
540 | 1.0307 | -15.28
541 | 1.0124 | -12.87
542 | 1.0146 | -17.89
543 | 1.0108 | -18.78
544 | 1.0329 | -10.36
545 | 1.0222 | -13.26
546 | 0.9969 | -17.4
547 | 0.996 | -12.32
548 | 1.002 | -13.13
549 | 1.0162 | -10.42
550 | 1.0355 | -9.66
551 | 0.9769 | -18.35
552 | 0.9913 | -16.58
553 | 0.9857 | -20.49
554 | 0.983 | -17.52
555 | 0.9736 | -19.07
556 | 0.9813 | -5.33
557 | 0.983 | -5.83
558 | 1.0309 | -10.44
559 | 1.0121 | 2.15
560 | 0.9886 | -4.75
561 | 1.015 | -15.9
562 | 1.0122 | -6.3
563 | 0.9951 | -4.27
564 | 1.0053 | 0.11
565 | 1.0313 | -11.64
566 | 1.0027 | -10.79
567 | 1.0015 | -1.07
568 | 1.0067 | -3.35
569 | 1.0276 | -0.78
570 | 1.0078 | -8.16
571 | 1.0067 | -10.46
572 | 1.013 | -14.36
573 | 1.0066 | -2.73
574 | 0.9969 | -12.97
575 | 1.0135 | -10.17
576 | 1.0033 | -4.1
577 | 1.0061 | -17.34
578 | 0.9962 | -13.58
579 | 1.0005 | -12.81
580 | 0.9967 | -2.67
581 | 1.027 | -3.98
582 | 1.0028 | -10.57
583 | 1.01 | 1.69
584 | 1.0084 | -2.26
585 | 0.9822 | -8.69
586 | 1.021 | 4.51
587 | 1.0084 | -0.9
588 | 1.0052 | -10.9
589 | 0.9836 | -10.49
590 | 0.9968 | -7.36
591 | 0.9953 | -6.4
592 | 1.0022 | -3.68
593 | 1.014 | -9.06
594 | 1.0099 | 0.98
595 | 1.0012 | -10.65
596 | 0.9942 | -4.22
597 | 1.0053 | -0.62
598 | 1.0007 | -1.68
599 | 1.0043 | -10.86
600 | 1.0084 | -9.85
601 | 1.0054 | -2.48
602 | 0.9824 | -7.29
603 | 1.0251 | 4.63
604 | 1.0023 | -0.33
605 | 1.0237 | 1.25
606 | 1.0062 | 0.66
607 | 1.0079 | 0.07
608 | 1.018 | 6.6
609 | 1.0166 | 10.86
610 | 1.0195 | 4.35
611 | 1.0328 | 5.57
612 | 1.0223 | -0.35
613 | 1.02 | -3.52
614 | 1.0166 | -0.8
615 | 1.0252 | 0.03
616 | 1.0145 | -0.73
617 | 1.0204 | 3.59
618 | 1.0062 | 10.84
619 | 1.0224 | 4.85
620 | 1.0253 | 5.31
621 | 1.0134 | -6.75
622 | 1.03 | 6.39
623 | 1.0166 | 3.98
624 | 1.0186 | -1.01
625 | 1.0187 | -0.67
626 | 1.0189 | 3.33
627 | 0.9972 | -30.91
628 | 0.9999 | -30.86
629 | 0.9992 | -30.97
630 | 0.995 | -31.02
631 | 0.9958 | -30.55
632 | 0.9884 | -30.62
633 | 0.9921 | -30.14
634 | 0.9954 | -30.64
635 | 0.9944 | -30.61
636 | 0.9937 | -30.87
637 | 0.9965 | -30.5
638 | 1.0029 | -30.28
639 | 0.997 | -31.19
640 | 0.99 | -30.87
641 | 0.9918 | -31.23
642 | 1.0042 | -30.48
643 | 0.9923 | -29.52
644 | 0.9936 | -31.35
645 | 0.9971 | -30.13
646 | 1.005 | -30.27
647 | 1.0049 | -30.38
648 | 0.9963 | -30.15
649 | 0.9922 | -30.58
650 | 1.002 | -29.57
651 | 0.9987 | -30.69
652 | 0.9993 | -30.51
653 | 1.0078 | -29.85
654 | 0.9839 | -31.09
655 | 0.9994 | -30.79
656 | 0.99 | -31.48
657 | 0.9909 | -31.17
658 | 0.9898 | -29.73
659 | 0.9895 | -31.28
660 | 0.9932 | -31.3
661 | 1.0031 | -31.26
662 | 1.0017 | -30.69
663 | 0.991 | -30.42
664 | 1.0009 | -29.61
665 | 0.999 | -29.42
666 | 0.9968 | -30.61
667 | 0.9929 | -30.23
668 | 0.9909 | -30.86
669 | 0.9926 | -29.89
670 | 0.9914 | -30.5
671 | 1.0073 | -30.12
672 | 0.9919 | -30.06
673 | 1.0058 | -29.72
674 | 1.0085 | -29.85
675 | 1.0011 | -30.29
676 | 0.9989 | -31.44
677 | 0.9997 | -29.99
678 | 1.0064 | -30.03
679 | 0.993 | -30.37
680 | 1.0008 | -26.15
681 | 1.0028 | -27.11
682 | 0.9864 | -27.24
683 | 1.0082 | -25.34
684 | 1.0007 | -27.16
685 | 0.9914 | -26.72
686 | 0.9753 | -27.2
687 | 1.0041 | -26.43
688 | 0.9996 | -28.7
689 | 0.9905 | -29.31
690 | 0.9889 | -29.47
691 | 0.9929 | -29.55
692 | 0.9865 | -30.03
693 | 0.9949 | -26.91
694 | 0.9883 | -28.33
695 | 1.0183 | -23.54
696 | 1.0019 | -27.24
697 | 0.9945 | -27.71
698 | 1.0003 | -25.09
699 | 1.0044 | -27.58
700 | 0.9934 | -28.29
701 | 0.9935 | -28.72
702 | 1.0016 | -28.02
703 | 1 | -28.69
704 | 0.9764 | -27.61
705 | 0.9949 | -29.46
706 | 1.0022 | -27.89
707 | 1.0043 | -26.88
708 | 1.006 | -26.2
709 | 1.0151 | -25.83
710 | 0.9993 | -28
711 | 0.9938 | -29
712 | 1.0007 | -29.02
713 | 1.0128 | -29.41
714 | 1.0092 | -24.09
715 | 1.0109 | -24.48
716 | 1.0108 | -24.68
717 | 0.9976 | -27.44
718 | 1.0038 | -25.5
719 | 1.0055 | -23.09
720 | 0.9995 | -26.23
721 | 1.0103 | -24.93
722 | 0.9988 | -26.41
723 | 1.0224 | -22.21
724 | 1.0105 | -22.35
725 | 0.9916 | -29.86
726 | 0.9941 | -28.95
727 | 1.0057 | -23.25
728 | 0.9965 | -30.25
729 | 1.0289 | -22.91
730 | 1.0286 | -24.08
731 | 1.0086 | -24.25
732 | 0.9953 | -24.72
733 | 1.0057 | -23.4
734 | 1.0064 | -28.36
735 | 1.0132 | -22.61
736 | 1.0098 | -24.63
737 | 1.0017 | -27.85
738 | 1.0174 | -24.66
739 | 1.0068 | -25.73
740 | 0.9913 | -28
741 | 1.0021 | -26.35
742 | 1.0002 | -29.73
743 | 1.005 | -29.35
744 | 0.9987 | -27.1
745 | 1.0005 | -25.8
746 | 1.0078 | -24.61
747 | 0.9993 | -23.48
748 | 1.0023 | -24.03
749 | 1.0283 | -22.56
750 | 1.0042 | -23.71
751 | 1.003 | -30.44
752 | 1.0124 | -23.19
753 | 0.9974 | -27.99
754 | 1.0126 | -27.44
755 | 1.0071 | -22.49
756 | 1.0075 | -26.61
757 | 0.9962 | -25.1
758 | 0.9959 | -25.52
759 | 0.9793 | -30.67
760 | 1.0136 | -22.44
761 | 0.9955 | -28.67
762 | 1.0043 | -26.26
763 | 1.0037 | -25.9
764 | 1.0139 | -22.27
765 | 1.01 | -29.79
766 | 1.0063 | -30.24
767 | 0.9895 | -27.58
768 | 1.0067 | -29.54
769 | 0.9936 | -26.21
770 | 1.0236 | -23.02
771 | 0.9997 | -26.51
772 | 1.025 | -25.83
773 | 0.9901 | -28.42
774 | 1.0051 | -25.27
775 | 1.003 | -28.74
776 | 0.9999 | -29.43
777 | 1.006 | -30.11
778 | 0.9982 | -30.23
779 | 1.0011 | -29.69
780 | 1.0001 | -28.4
781 | 1.0022 | -28.07
782 | 1.0116 | -30.44
783 | 0.9994 | -28.96
784 | 1.0032 | -26.66
785 | 0.9938 | -28.94
786 | 1.0136 | -26.4
787 | 1.0097 | -27.2
788 | 1.0196 | -25.89
789 | 0.9917 | -29.42
790 | 1.0195 | -24.29
791 | 0.9809 | -30.46
792 | 1.0075 | -27.43
793 | 0.9911 | -30.18
794 | 0.9969 | -28.41
795 | 1.0215 | -24.27
796 | 1.001 | -31.03
797 | 0.992 | -30.5
798 | 1.0012 | -28.21
799 | 0.9925 | -28.89
800 | 0.9929 | -28.88
801 | 1.0009 | -28.33
802 | 0.9994 | -28.49
803 | 1.0004 | -28.21
804 | 0.9956 | -28.67
805 | 1.0116 | -25.16
806 | 1.0057 | -27.51
807 | 1.019 | -25.84
808 | 0.9872 | -29.45
809 | 0.9981 | -31.04
810 | 1.0081 | -28.42
811 | 0.9986 | -30.23
812 | 1.0118 | -26.87
813 | 0.9934 | -30.72
814 | 1.0177 | -27.42
815 | 0.9981 | -31.26
816 | 0.9954 | -29.13
817 | 1.0109 | -27.01
818 | 1.0057 | -27.79
819 | 0.9987 | -28.95
820 | 0.9975 | -29.22
821 | 1.0067 | -27.73
822 | 0.9965 | -29.72
823 | 0.9946 | -29.77
824 | 1.0186 | -21.43
825 | 1.02 | -21.05
826 | 1.0185 | -20.84
827 | 1.0094 | -21.17
828 | 1.0103 | -23.41
829 | 1.021 | -20.62
830 | 1.0239 | -22.17
831 | 1.019 | -21.66
832 | 1.0086 | -20.31
833 | 1.0122 | -20.29
834 | 1.0112 | -22.24
835 | 1.0061 | -22.84
836 | 1.013 | -20.08
837 | 1.0167 | -20.2
838 | 1.0108 | -19.75
839 | 1.0142 | -20.68
840 | 1.0139 | -20.54
841 | 1.022 | -21.77
842 | 1.0311 | -19.17
843 | 1.014 | -18.84
844 | 1.0157 | -20.88
845 | 1.0024 | -24.57
846 | 1.0147 | -20.43
847 | 1.0114 | -20.89
848 | 1.0231 | -22.65
849 | 1.0284 | -21.67
850 | 1.0213 | -21.97
851 | 1.0119 | -21.23
852 | 1.0032 | -24.07
853 | 1.0298 | -18.12
854 | 1.0228 | -17.76
855 | 1.0182 | -19.56
856 | 1.0376 | -15.88
857 | 1.0266 | -18.49
858 | 1.0116 | -18.55
859 | 1.0131 | -20.6
860 | 1.0348 | -15.79
861 | 1.0133 | -21.49
862 | 1.0039 | -22.34
863 | 1.0324 | -15.71
864 | 1.0235 | -20.28
865 | 1.0214 | -19.32
866 | 1.0226 | -19.4
867 | 1.0153 | -21.01
868 | 1.0178 | -20.43
869 | 1.0355 | -17.22
870 | 1.0391 | -15.01
871 | 1.0352 | -18.08
872 | 1.0285 | -16.61
873 | 1.0248 | -18.9
874 | 1.0281 | -18.78
875 | 1.0265 | -18.76
876 | 1.0168 | -20.52
877 | 1.0155 | -20.89
878 | 1.0395 | -17.31
879 | 1.0379 | -17.88
880 | 1.0195 | -19.66
881 | 1.036 | -16.85
882 | 1.0208 | -19.73
883 | 1.0378 | -15.44
884 | 1.0393 | -15.46
885 | 1.0056 | -19.08
886 | 1.0256 | -17.62
887 | 1.0051 | -20.13
888 | 0.995 | -17.76
889 | 0.9907 | -19.95
890 | 1.0209 | -18.57
891 | 0.9781 | -21.09
892 | 1.0385 | -13.16
893 | 1.0365 | -14.2
894 | 1.0147 | -20.71
895 | 0.9797 | -19.85
896 | 1.0043 | -18.63
897 | 1.0115 | -16.99
898 | 0.9815 | -20.6
899 | 1.0221 | -17.89
900 | 1.0081 | -20.75
901 | 1.0157 | -19.79
902 | 1.0371 | -16.52
903 | 1.0325 | -20.26
904 | 1.0187 | -18.15
905 | 1.0122 | -18.4
906 | 0.9941 | -21.95
907 | 0.9887 | -16.29
908 | 0.9837 | -17.1
909 | 1.008 | -17.99
910 | 0.9975 | -19.32
911 | 0.9796 | -18.53
912 | 0.9833 | -17.25
913 | 0.9997 | -20.66
914 | 1.003 | -28.03
915 | 1.012 | -27.58
916 | 0.9876 | -26.14
917 | 1.0029 | -25.04
918 | 1.0239 | -22.52
919 | 0.9961 | -27.03
920 | 0.996 | -21.08
921 | 1.016 | -18.74
922 | 0.9933 | -15.9
923 | 0.9898 | -20.4
924 | 1.0214 | -18.66
925 | 0.9912 | -15.88
926 | 1.0116 | -19.19
927 | 1.0173 | -18.11
928 | 1.0306 | -17.11
929 | 0.9894 | -19.42
930 | 0.9989 | -18.61
931 | 0.9951 | -20.34
932 | 0.9928 | -21.02
933 | 1.0088 | -25.15
934 | 1.01 | -19.48
935 | 1.0066 | -18.89
936 | 1.0326 | -15.37
937 | 1.0272 | -16.43
938 | 1.0034 | -20.32
939 | 1.027 | -14.69
940 | 1.0222 | -23.21
941 | 0.9812 | -21.86
942 | 1.0361 | -14.88
943 | 1.0294 | -16.24
944 | 1.0273 | -16.88
945 | 0.9741 | -23.02
946 | 0.9742 | -23.21
947 | 0.9782 | -21.93
948 | 1.0182 | -18.09
949 | 0.9804 | -21.44
950 | 1.016 | -18.05
951 | 0.9975 | -19.78
952 | 1.0213 | -17.51
953 | 1.0247 | -16.52
954 | 0.9886 | -21.07
955 | 1.0016 | -19.83
956 | 0.9821 | -22.25
957 | 0.9766 | -22.65
958 | 1.021 | -17.84
959 | 0.993 | -21.16
960 | 1.013 | -19.15
961 | 1.0242 | -16.99
962 | 1.0038 | -19.6
963 | 1.0166 | -18.14
964 | 1.0304 | -16.01
965 | 1.0064 | -19.22
966 | 1.0232 | -17.66
967 | 1.0276 | -16.27
968 | 0.9963 | -20.19
969 | 0.9715 | -23.37
970 | 1.0062 | -19.39
971 | 0.9784 | -22.66
972 | 0.9734 | -23
973 | 1.0143 | -18.7
974 | 1.0026 | -19.57
975 | 0.9944 | -20.43
976 | 1.029 | -16.14
977 | 0.9973 | -20.43
978 | 1.032 | -16.29
979 | 0.9915 | -22.15
980 | 1.0002 | -21.04
981 | 0.9966 | -21.46
982 | 0.9904 | -21.86
983 | 0.9999 | -21.04
984 | 0.9879 | -22.39
985 | 1.0024 | -20.72
986 | 0.9827 | -22.67
987 | 0.9862 | -22.24
988 | 0.9897 | -21.72
989 | 1.007 | -20.21
990 | 1.0003 | -20.75
991 | 1.0059 | -20.04
992 | 1.0105 | -19.86
993 | 0.9941 | -21.7
994 | 0.9926 | -22.03
995 | 0.9923 | -22.02
996 | 0.9921 | -21.36
997 | 0.9933 | -21.69
998 | 0.9792 | -23
999 | 0.9837 | -22.38
1000 | 0.9916 | -21.78
1001 | 0.9853 | -22.32
1002 | 0.994 | -21.66
1003 | 0.995 | -21.62
1004 | 0.9983 | -20.86
1005 | 0.9909 | -21.52
1006 | 0.9921 | -22
1007 | 1.004 | -20.37
1008 | 1.0124 | -20.79
1009 | 0.9975 | -21.02
1010 | 0.9895 | -21.76
1011 | 1.0037 | -19.88
1012 | 0.994 | -21.11
1013 | 0.9933 | -21.2
1014 | 0.9949 | -20.68
1015 | 0.9886 | -21.75
1016 | 1.0388 | -15.2
1017 | 1.0364 | -15.7
1018 | 1.0356 | -15.31
1019 | 1.02 | -16.04
1020 | 1.0178 | -20.48
1021 | 1.0293 | -16.18
1022 | 1.0404 | -13.93
1023 | 1.0321 | -17.19
1024 | 1.0374 | -15.49
1025 | 1.0208 | -17.7
1026 | 1.0259 | -22.63
1027 | 1.0197 | -18.99
1028 | 1.0231 | -17.29
1029 | 1.0286 | -16.09
1030 | 1.0099 | -22.67
1031 | 1.0115 | -21.25
1032 | 1.0255 | -20.1
1033 | 1.0373 | -15.04
1034 | 1.0255 | -15.57
1035 | 1.0177 | -23.36
1036 | 1.0187 | -16.08
1037 | 1.0149 | -18.93
1038 | 1.0106 | -18.41
1039 | 1.031 | -22.16
1040 | 1.0263 | -16.46
1041 | 1.0207 | -23.07
1042 | 1.0123 | -18.09
1043 | 1.0331 | -15.95
1044 | 1.023 | -15.66
1045 | 1.0239 | -18.06
1046 | 1.0258 | -18.1
1047 | 1.0257 | -15.94
1048 | 1.0325 | -18.15
1049 | 1.0317 | -15.81
1050 | 1.0389 | -14.73
1051 | 1.0109 | -18.36
1052 | 1.0276 | -18.34
1053 | 1.0278 | -18.8
1054 | 1.0149 | -16.62
1055 | 1.0308 | -16.72
1056 | 1.0318 | -14.89
1057 | 1.0322 | -16.51
1058 | 1.018 | -16.33
1059 | 1.019 | -15.98
1060 | 1.0234 | -16.24
1061 | 1.0219 | -16.52
1062 | 1.0145 | -16.47
1063 | 1.0172 | -16.31
1064 | 1.0125 | -16.81
1065 | 1.0149 | -16.95
1066 | 1.021 | -16.21
1067 | 1.0183 | -16.2
1068 | 1.0236 | -15.68
1069 | 0.9951 | -25.29
1070 | 0.9912 | -25.63
1071 | 1.0038 | -24.38
1072 | 0.9902 | -25.65
1073 | 1.0122 | -22.6
1074 | 1.0079 | -23.04
1075 | 0.9997 | -23.8
1076 | 1.0051 | -23.08
1077 | 1.0018 | -24.25
1078 | 0.9984 | -24.43
1079 | 0.9943 | -24.12
1080 | 1.0081 | -23.91
1081 | 0.9787 | -26.45
1082 | 0.9787 | -25.94
1083 | 0.9933 | -24.32
1084 | 1.0341 | -20.96
1085 | 1.0194 | -22.73
1086 | 0.9858 | -24.95
1087 | 1.0101 | -22.55
1088 | 0.9999 | -23.6
1089 | 0.9916 | -25.54
1090 | 0.9948 | -24.16
1091 | 1.0155 | -23.28
1092 | 0.999 | -23.43
1093 | 1.0005 | -23.43
1094 | 1.0089 | -23.47
1095 | 1.0364 | -20.77
1096 | 1.0219 | -22.59
1097 | 1.0214 | -21.35
1098 | 0.9965 | -24.15
1099 | 1.0148 | -21.77
1100 | 0.9917 | -24.29
1101 | 1.0069 | -24.19
1102 | 1.0037 | -24.5
1103 | 1.0171 | -23.24
1104 | 1.0063 | -23.15
1105 | 1.018 | -22.86
1106 | 0.9871 | -26.12
1107 | 1.0122 | -22.42
1108 | 0.9925 | -24.88
1109 | 1.0264 | -20.06
1110 | 0.9845 | -26.17
1111 | 1.0243 | -20.05
1112 | 1.0217 | -22.28
1113 | 1.0302 | -21.27
1114 | 1.01 | -22.84
1115 | 1.0048 | -23.68
1116 | 1.0315 | -19.43
1117 | 0.996 | -24.87
1118 | 1.0004 | -23.8
1119 | 1.0105 | -22.66
1120 | 1.0097 | -22.3
1121 | 0.9918 | -25.04
1122 | 1.0251 | -20.01
1123 | 1.0301 | -19.51
1124 | 1.0278 | -17.96
1125 | 1.0047 | -21.21
1126 | 0.9856 | -20.22
1127 | 1.015 | -16.95
1128 | 1.0021 | -22.23
1129 | 1.0156 | -17.77
1130 | 1.0013 | -20.92
1131 | 1.0152 | -18.74
1132 | 1.0185 | -18.59
1133 | 0.9871 | -22.87
1134 | 1.02 | -17.99
1135 | 1.0158 | -20.04
1136 | 1.024 | -17.78
1137 | 1.0154 | -19.48
1138 | 1.0002 | -13.81
1139 | 1.005 | -19.65
1140 | 0.9975 | -20.92
1141 | 1.0292 | -18.66
1142 | 1.0021 | -19.86
1143 | 1.0257 | -16.85
1144 | 0.9829 | -18.44
1145 | 0.9898 | -22.31
1146 | 0.9777 | -24.18
1147 | 1.0147 | -18.48
1148 | 0.9857 | -16.36
1149 | 1.0096 | -18.98
1150 | 0.9811 | -24.5
1151 | 1.001 | -21.19
1152 | 0.9897 | -19.89
1153 | 0.9845 | -20.32
1154 | 0.9924 | -20.87
1155 | 1.0113 | -19.21
1156 | 0.9953 | -20.59
1157 | 0.9794 | -23.93
1158 | 0.9935 | -22.71
1159 | 1.0189 | -15.08
1160 | 1.0139 | -18.63
1161 | 1.0011 | -21.69
1162 | 1.0064 | -19.25
1163 | 1.0265 | -19.03
1164 | 1.002 | -21.07
1165 | 1.0196 | -19.31
1166 | 0.9961 | -22.51
1167 | 1.0043 | -19.68
1168 | 1.0036 | -19.73
1169 | 1.0076 | -20.96
1170 | 1.0323 | -18.62
1171 | 1.0028 | -21.35
1172 | 1.0221 | -18.11
1173 | 0.986 | -20.19
1174 | 0.9957 | -22.19
1175 | 1.014 | -18.63
1176 | 0.996 | -21.68
1177 | 1.0054 | -19.61
1178 | 0.9905 | -19.7
1179 | 0.9983 | -15.27
1180 | 1.0129 | -18.49
1181 | 1.0181 | -18.23
1182 | 0.9849 | -23.28
1183 | 1.0034 | -21.46
1184 | 1.0017 | -21.71
1185 | 1.0023 | -21.26
1186 | 0.9901 | -22.83
1187 | 0.9996 | -21.21
1188 | 1.0077 | -20.87
1189 | 1.0117 | -19.8
1190 | 1.0002 | -21.56
1191 | 0.9964 | -22.04
1192 | 1.0048 | -21.63
1193 | 0.998 | -22.08
1194 | 1.008 | -21.57
1195 | 1.0047 | -21.62
1196 | 0.9982 | -21.89
1197 | 1.0039 | -21.51
1198 | 1.0049 | -21.21
1199 | 1.0108 | -20.49
1200 | 1.0014 | -21.63
1201 | 1.0033 | -21.1
1202 | 1.0085 | -20.28
1203 | 1.0061 | -20.77
1204 | 1.0068 | -21.09
1205 | 1.0035 | -20.75
1206 | 1.0019 | -21.17
1207 | 1.0021 | -21.3
1208 | 0.997 | -22.4
1209 | 1.0123 | -20.34
1210 | 0.9969 | -21.99
1211 | 0.995 | -17.48
1212 | 1.0148 | -17.72
1213 | 1.0336 | -22.41
1214 | 1.0117 | -14.25
1215 | 1.028 | -22.18
1216 | 1.0316 | -19.19
1217 | 1.0306 | -19.65
1218 | 1.0264 | -8.67
1219 | 1.0345 | -22.35
1220 | 1.0334 | -22.4
1221 | 1.0274 | -8.45
1222 | 1.0098 | -12.27
1223 | 1.0269 | -21.55
1224 | 1.0397 | -12.4
1225 | 1.0335 | -16.83
1226 | 1.0219 | -21.71
1227 | 1.012 | 0.9
1228 | 1.0317 | -28.29
1229 | 1.0324 | -25.57
1230 | 0.9843 | -19.79
1231 | 1.0012 | -14.97
1232 | 1.016 | -2.85
1233 | 1.03 | -20.31
1234 | 1.0106 | -13.8
1235 | 1.0307 | -24.64
1236 | 1.0114 | -14.78
1237 | 1.0116 | -12.46
1238 | 0.9926 | -17.1
1239 | 1.0096 | -15.15
1240 | 1.0008 | -15.03
1241 | 0.997 | -15.51
1242 | 1.0193 | -21.38
1243 | 1.0123 | -24.22
1244 | 1.0192 | -21.44
1245 | 1.0133 | -23
1246 | 1.0151 | -21.81
1247 | 1.0128 | -22.86
1248 | 1.0168 | -20.86
1249 | 1.0183 | -20.16
1250 | 1.0309 | -18.85
1251 | 1.0197 | -20.98
1252 | 1.0156 | -21.52
1253 | 1.0138 | -23.78
1254 | 1.0219 | -18.85
1255 | 1.0233 | -20.32
1256 | 1.0102 | -20.88
1257 | 1.0106 | -20.99
1258 | 1.0239 | -19.88
1259 | 1.015 | -23.09
1260 | 1.0198 | -20.43
1261 | 1.0252 | -17.73
1262 | 1.0209 | -21.44
1263 | 1.0192 | -20.38
1264 | 1.0245 | -18.45
1265 | 1.0289 | -19.28
1266 | 1.0201 | -20.46
1267 | 1.0291 | -17.55
1268 | 1.0253 | 18.38
1269 | 1.0173 | 26.23
1270 | 1.0175 | 25.62
1271 | 1.0141 | 27.16
1272 | 1.0182 | 26.24
1273 | 1.0183 | 26.58
1274 | 1.0171 | 27.12
1275 | 1.0159 | 23.19
1276 | 1.0161 | 26.3
1277 | 1.0177 | 26.74
1278 | 1.0127 | 13.26
1279 | 1.021 | 15.87
1280 | 1.0096 | 10.11
1281 | 1.0114 | 22.94
1282 | 1.0192 | 8.89
1283 | 1.0235 | 14.6
1284 | 1.0128 | 12.51
1285 | 1.0204 | 16.67
1286 | 1.0224 | 12.4
1287 | 1.0158 | 19.54
1288 | 1.0206 | 17.02
1289 | 1.021 | 16.3
1290 | 1.0221 | 18.12
1291 | 1.0086 | 9.43
1292 | 1.0181 | 13.5
1293 | 1.0088 | 10.57
1294 | 1.0199 | 16.97
1295 | 1.0211 | 16.07
1296 | 1.0213 | 18.77
1297 | 1.0228 | 15.78
1298 | 1.0177 | 15.7
1299 | 1.0347 | 14.45
1300 | 1.0189 | 14.81
1301 | 1.0197 | 17.28
1302 | 1.0327 | 16.74
1303 | 1.0193 | 17.14
1304 | 1.0289 | 14.42
1305 | 1.0282 | 15.15
1306 | 1.026 | 7.53
1307 | 1.0339 | 10.55
1308 | 1.0227 | 6.74
1309 | 1.0197 | 2.09
1310 | 1.0253 | 7.66
1311 | 1.0373 | 8.26
1312 | 1.0264 | 4.67
1313 | 1.0332 | 3.99
1314 | 1.0109 | 11.27
1315 | 1.012 | 10.33
1316 | 1.0265 | 14.11
1317 | 1.0272 | 14.39
1318 | 1.0112 | 2.14
1319 | 1.026 | 8.6
1320 | 1.0187 | 5.97
1321 | 1.0239 | 5.34
1322 | 1.0391 | 12.16
1323 | 1.0357 | 13.04
1324 | 1.0292 | 13.3
1325 | 1.0296 | 8.53
1326 | 1.0136 | 3.03
1327 | 1.0368 | 8.77
1328 | 1.0169 | 5.56
1329 | 1.0281 | 9.34
1330 | 1.0344 | 7.65
1331 | 1.024 | 6.65
1332 | 1.0298 | 6.93
1333 | 1.0101 | 1.82
1334 | 1.0303 | 9.03
1335 | 1.0328 | 9.67
1336 | 1.0189 | 3.41
1337 | 1.0339 | 11.79
1338 | 1.0302 | 8.73
1339 | 1.0353 | 10.57
1340 | 1.0403 | 14.14
1341 | 1.0316 | 9.08
1342 | 1.035 | 9.37
1343 | 1.0286 | 13.86
1344 | 1.0293 | 7.85
1345 | 1.0332 | 9.8
1346 | 1.0297 | 9.93
1347 | 1.0264 | 8.29
1348 | 1.0233 | 4.19
1349 | 1.0233 | 6.08
1350 | 1.0189 | 10.36
1351 | 1.0268 | 6
1352 | 1.0142 | 3
1353 | 1.0261 | 3.89
1354 | 1.0349 | 4.83
1355 | 1.0221 | 5.8
1356 | 1.0218 | 5.35
1357 | 1.0324 | 5.49
1358 | 1.0298 | 4.39
1359 | 0.99 | 12.72
1360 | 0.9883 | 12.73
1361 | 0.9865 | 11.82
1362 | 1.0115 | 11.49
1363 | 1.0286 | 12.1
1364 | 1.0163 | 14.15
1365 | 1.0113 | 16.94
1366 | 1.0167 | 19.98
1367 | 1.0161 | 21.43
1368 | 1.0033 | 10.48
1369 | 1.0265 | 18.6
1370 | 1.0197 | 18.56
1371 | 1.0212 | 11.28
1372 | 1.0172 | 18.35
1373 | 1.0031 | 12.02
1374 | 1.034 | 15.64
1375 | 1.0236 | 11.43
1376 | 1.0314 | 16.27
1377 | 1.0221 | 18.92
1378 | 1.0208 | 17.26
1379 | 1.0133 | 14.3
1380 | 1.0156 | 18.13
1381 | 1.0151 | 13.92
1382 | 1.0147 | 13.29
1383 | 1.0232 | 16.42
1384 | 1.0202 | 17.54
1385 | 1.0157 | 13.37
1386 | 1.0104 | 18.68
1387 | 0.9939 | 13.59
1388 | 0.9943 | 15
1389 | 1.0007 | 14.95
1390 | 0.9959 | 14.29
1391 | 0.9899 | 13.45
1392 | 0.9895 | 13.85
1393 | 0.9995 | 14.78
1394 | 0.9934 | 12.96
1395 | 1.006 | 17.53
1396 | 1.0144 | 22.19
1397 | 1.0188 | 17.78
1398 | 1.0211 | 14.45
1399 | 1.031 | 18.18
1400 | 1.0065 | 9.57
1401 | 1.006 | 12.8
1402 | 1.0133 | 13.39
1403 | 1.0161 | 17.44
1404 | 1.0165 | 19.44
1405 | 1.0169 | 17.94
1406 | 1.0098 | 15.96
1407 | 1.0311 | 17.8
1408 | 1.0097 | 16.03
1409 | 1.0197 | 16.72
1410 | 1.0139 | 17.41
1411 | 1.0114 | 16.61
1412 | 1.0106 | 16.36
1413 | 1.0101 | 17.1
1414 | 1.006 | 4.81
1415 | 1.0061 | 16.2
1416 | 1.012 | 17.29
1417 | 0.9994 | 17.17
1418 | 1.0065 | 10.69
1419 | 1.0221 | -25.53
1420 | 1.0057 | 10.86
1421 | 1.0279 | -23.46
1422 | 1.023 | -20.67
1423 | 1.0289 | -14.98
1424 | 1.0223 | 11.78
1425 | 1.0198 | -26.13
1426 | 1.0245 | 17.22
1427 | 0.9791 | -17.57
1428 | 1.0199 | -17.87
1429 | 1.0195 | -17.52
1430 | 0.9799 | -22.46
1431 | 1.0373 | -14.33
1432 | 1.0329 | -21.05
1433 | 1.0085 | -21.53
1434 | 1.0162 | -18.05
1435 | 1.0079 | -21.42
1436 | 1.032 | -17.53
1437 | 1.0374 | -16.16
1438 | 1.0162 | 16
1439 | 1.0039 | 15.35
1440 | 1.0227 | 17.23
1441 | 1.0369 | -15.61
1442 | 1.0201 | -3.43
1443 | 1.0328 | -17.96
1444 | 1.0053 | -23.28
1445 | 1.041 | 16.36
1446 | 1.0142 | -18.26
1447 | 1.0135 | -26.74
1448 | 1.034 | -16.47
1449 | 1.0149 | -12.91
1450 | 1.0288 | -20.86
1451 | 1.0396 | 9.9
1452 | 1.0161 | -10.7
1453 | 1.0353 | -17.37
1454 | 1.037 | 8.1
1455 | 1.0365 | -21.42
1456 | 1.0289 | -18.69
1457 | 1.006 | -9.35
1458 | 1.0334 | 9.3
1459 | 1.0258 | -22.93
1460 | 1.0214 | -18.49
1461 | 1.0121 | 13.8
1462 | 1.0394 | 12.55
1463 | 1.0122 | 13.51
1464 | 1.0202 | 17.17
1465 | 1.0392 | 8.63
1466 | 1.0163 | -14.89
1467 | 1.0176 | 26.12
1468 | 1.0314 | -25.9
1469 | 1.0046 | -10.44
1470 | 1.0352 | 4.63
1471 | 1.0225 | 18.36
1472 | 1.0255 | -0.08
1473 | 1.0193 | 0.01
1474 | 1.0166 | 19.5
1475 | 1.0292 | -12.51
1476 | 1.0246 | -5.08
1477 | 1.0206 | 12.39
1478 | 0.9984 | -15.98
1479 | 1.0245 | 10.96
1480 | 1.0388 | 11.03
1481 | 1.0352 | -14.49
1482 | 1.0221 | -21.11
1483 | 1.03 | -17.86
1484 | 1.0168 | 29.23
1485 | 1.0354 | 16.47
1486 | 1.0337 | 18.15
1487 | 1.0115 | -28.12
1488 | 1.0271 | 0.4
1489 | 1.0186 | 27.51
1490 | 1.0049 | -20.18
1491 | 1.0312 | -20.3
1492 | 1.0145 | -19.32
1493 | 1.0323 | -18.25
1494 | 1.017 | 24.71
1495 | 1.0209 | 20.52
1496 | 1.0077 | -19.77
1497 | 0.9883 | -22.94
1498 | 1.0387 | 13.65
1499 | 1.014 | -8.59
1500 | 1.0099 | 9.68
1501 | 1.0133 | 16.6
1502 | 1.04 | -22.17
1503 | 1.04 | -22.17
1504 | 1.04 | -22.17
1505 | 1.04 | -22.17
1506 | 1.04 | -22.08
1507 | 1.04 | -22.17
1508 | 1.04 | -22.17
1509 | 1.0059 | 12.87
1510 | 1.04 | -19.78
1511 | 1.04 | -19.78
1512 | 1.04 | -19.78
1513 | 1.04 | -19.78
1514 | 1.04 | -18.17
1515 | 1.04 | -18.17
1516 | 1.04 | -18.11
1517 | 1.0366 | -11.77
1518 | 1.04 | -12.01
1519 | 1.04 | -12.01
1520 | 1.04 | -12.01
1521 | 1.0123 | 13.67
1522 | 1.0123 | 13.67
1523 | 1.0123 | 13.67
1524 | 1.0123 | 13.67
1525 | 1.04 | -21.54
1526 | 1.04 | -21.45
1527 | 1.04 | -21.54
1528 | 1.04 | -21.54
1529 | 1.04 | -21.49
1530 | 1.011 | 19.6
1531 | 1.011 | 19.6
1532 | 1.0104 | -13.23
1533 | 1.04 | -15.53
1534 | 1.04 | -15.53
1535 | 1.04 | -15.53
1536 | 1.04 | -15.17
1537 | 1.0122 | -19.97
1538 | 1.0122 | -19.97
1539 | 1.0122 | -19.97
1540 | 1.0122 | -19.97
1541 | 1.04 | -12.81
1542 | 1.04 | -19.41
1543 | 1.04 | -19.18
1544 | 1.04 | -19.18
1545 | 1.04 | -16.53
1546 | 1.04 | -16.53
1547 | 1.0394 | -19.07
1548 | 1.0394 | -19.07
1549 | 1.04 | -14.75
1550 | 1.04 | -14.84
1551 | 1.04 | -13.99
1552 | 1.01 | 17.94
1553 | 1.01 | 17.94
1554 | 1.01 | 18.65
1555 | 1.01 | 18.65
1556 | 1.011 | 20.07
1557 | 1.011 | 20.07
1558 | 1.011 | 20.07
1559 | 1.011 | 20.07
1560 | 1.04 | -13.79
1561 | 1.04 | -13.79
1562 | 1.04 | -13.79
1563 | 1.04 | 0.77
1564 | 1.04 | 0.77
1565 | 1.04 | -16.23
1566 | 1.0056 | -21.39
1567 | 1.04 | 17.95
1568 | 1.04 | 17.95
1569 | 1.04 | -15.91
1570 | 1.04 | -22.02
1571 | 1.04 | -22.02
1572 | 1.04 | -22.02
1573 | 1.027 | -21.64
1574 | 1.04 | -14.11
1575 | 1.0152 | -11.1
1576 | 1.04 | -18.91
1577 | 1.04 | 11.6
1578 | 1.04 | 11.6
1579 | 1.04 | 11.6
1580 | 1.04 | 11.6
1581 | 1.04 | 11.6
1582 | 1.04 | 11.6
1583 | 1.04 | 11.6
1584 | 1.04 | -6.63
1585 | 1.04 | -15.83
1586 | 1.0356 | -15.59
1587 | 1.0356 | -15.59
1588 | 1.04 | 10.38
1589 | 1.04 | 10.38
1590 | 1.04 | 10.38
1591 | 1.04 | 10.38
1592 | 1.04 | 10.38
1593 | 1.04 | -18.44
1594 | 1.04 | -16.36
1595 | 1.01 | -7.65
1596 | 1.04 | 11.11
1597 | 1.04 | 11.11
1598 | 1.04 | -21.2
1599 | 1.04 | -21.2
1600 | 1.04 | -15.76
1601 | 1.01 | 15.53
1602 | 1.04 | 14.38
1603 | 1.04 | 14.38
1604 | 1.04 | 14.38
1605 | 1.04 | 14.38
1606 | 1.01 | 15.45
1607 | 1.01 | 18.95
1608 | 1.04 | 10.22
1609 | 1.0336 | -10.59
1610 | 1.01 | 27.83
1611 | 1.04 | -24.26
1612 | 1.01 | -8.85
1613 | 1.04 | 6.5
1614 | 1.04 | 6.5
1615 | 1.04 | 6.5
1616 | 1.0102 | 20.13
1617 | 1.04 | 4.17
1618 | 1.04 | 4.9
1619 | 1.04 | 4.9
1620 | 1.04 | 4.9
1621 | 1.01 | 21.75
1622 | 1.04 | -10.95
1623 | 1.012 | 14.15
1624 | 0.9986 | -14.11
1625 | 1.0125 | 12.84
1626 | 1.0125 | 12.84
1627 | 1.0125 | 12.84
1628 | 1.0125 | 12.84
1629 | 1.04 | 12.61
1630 | 1.04 | 12.61
1631 | 1.04 | 12.61
1632 | 1.04 | 12.61
1633 | 1.04 | -11.83
1634 | 1.04 | -11.83
1635 | 1.04 | -11.83
1636 | 1.04 | -18.02
1637 | 1.04 | -18.02
1638 | 1.04 | -18.02
1639 | 1.04 | -16.27
1640 | 1.01 | 31.01
1641 | 1.0228 | 18.55
1642 | 1.0228 | 18.55
1643 | 1.034 | 20.05
1644 | 1.04 | -25.82
1645 | 1.04 | 1.99
1646 | 1.01 | 29.39
1647 | 1.01 | 29.39
1648 | 1.005 | -17.51
1649 | 1.005 | -17.51
1650 | 1.005 | -17.51
1651 | 1.005 | -17.51
1652 | 1.005 | -17.51
1653 | 1.005 | -17.51
1654 | 1.0315 | -18.65
1655 | 1.0146 | -16.7
1656 | 1.04 | -15.25
1657 | 1.01 | 26.49
1658 | 1.01 | 22.3
1659 | 1.0078 | -17.12
1660 | 0.9883 | -20.18
1661 | 1.04 | 15.24
1662 | 1.01 | -6.82
1663 | 1.01 | 11.46
1664 | 1.0136 | 18.58
1665 | 1.01 | -6.42
1666 | 1.04 | -6.89
1667 | 1.04 | -8.62
1668 | 1.04 | -8.62
1669 | 1.0037 | -7.92
1670 | 1.04 | -8.62
1671 | 1.04 | -8.7
1672 | 1.04 | -8.14
1673 | 1.04 | -8.14
1674 | 1.04 | -8.23
1675 | 1.04 | -4.96
1676 | 1.04 | 0.27
1677 | 1.04 | -9.09
1678 | 1.04 | -9.76
1679 | 1.04 | -9.85
1680 | 1.04 | -15.83
1681 | 1.04 | -10.63
1682 | 1.04 | -6.95
1683 | 1.039 | -7.97
1684 | 1.04 | -10.42
1685 | 1.04 | -5.08
1686 | 1.04 | -2.29
1687 | 1.04 | -3.63
1688 | 1.0074 | -5.98
1689 | 1.04 | -6.73
1690 | 1.01 | 6.76
1691 | 1.01 | 6.76
1692 | 1.01 | 6.73
1693 | 1.01 | 6.73
1694 | 1.04 | 3.29
1695 | 1.04 | 0.43
1696 | 1.04 | 5.79
1697 | 1.04 | 5.86
1698 | 1.0113 | -17.57
1699 | 1.04 | -16.88
1700 | 1.0374 | -14.43
1701 | 1.04 | -3.32
1702 | 1.04 | -3.11
1703 | 1.04 | -10.34
1704 | 1.04 | -8.76
1705 | 1.04 | -9.52
1706 | 1.04 | 7.48
1707 | 1.04 | -24.06
1708 | 1.04 | -29
1709 | 1.04 | -23.77
1710 | 1.04 | -22.69
1711 | 1.04 | -22.74
1712 | 1.04 | -23.58
1713 | 1.04 | -21.04
1714 | 1.0322 | -20.77
1715 | 1.04 | -21.13
1716 | 1.04 | -24.56
1717 | 1.04 | -24.56
1718 | 1.04 | -24.56
1719 | 1.0259 | -24.17
1720 | 1.04 | -24.56
1721 | 1.04 | -21.85
1722 | 1.04 | -21.81
1723 | 1.04 | -22.6
1724 | 1.0277 | -21.26
1725 | 1.04 | -29
1726 | 1.04 | -29
1727 | 1.04 | -17.33
1728 | 1.04 | -19.8
1729 | 1.04 | -19.84
1730 | 1.04 | -12.24
1731 | 1.04 | -15.14
1732 | 1.04 | -15.51
1733 | 1.04 | -12.94
1734 | 1.04 | -12.94
1735 | 1.04 | -10.99
1736 | 1.04 | -12.45
1737 | 1.04 | -14.54
1738 | 1.04 | -21.67
1739 | 1.0361 | -18.93
1740 | 1.04 | -14.11
1741 | 1.04 | -14.16
1742 | 1.04 | -15.52
1743 | 1.04 | -15.71
1744 | 1.04 | -18.6
1745 | 1.04 | -13.48
1746 | 1.04 | -12.15
1747 | 1.04 | -13.11
1748 | 1.04 | -20.62
1749 | 1.04 | -13.08
1750 | 1.04 | -12.4
1751 | 1.04 | -20.08
1752 | 1.04 | -17.95
1753 | 1.04 | -17.52
1754 | 1.04 | -14.69
1755 | 1.04 | -14.69
1756 | 1.04 | -14.65
1757 | 1.04 | -16.48
1758 | 1.04 | -14.03
1759 | 1.04 | -13.99
1760 | 1.04 | -15.55
1761 | 1.04 | -15.51
1762 | 1.04 | -16.29
1763 | 1.04 | -16.4
1764 | 1.04 | -20.2
1765 | 1.04 | -20.82
1766 | 1.04 | -20.82
1767 | 1.0348 | -20.57
1768 | 1.0108 | 28.22
1769 | 1.0108 | 28.22
1770 | 1.0185 | 13.57
1771 | 1.0229 | 18.7
1772 | 1.04 | 8.67
1773 | 1.0213 | 10.25
1774 | 1.0251 | 10.2
1775 | 1.0255 | 10.8
1776 | 1.0243 | 11.24
1777 | 1.04 | 7.8
1778 | 1.04 | 7.8
1779 | 1.04 | 7.82
1780 | 1.0162 | 20.22
1781 | 1.01 | 23.93
1782 | 1.01 | 23.93
1783 | 1.0094 | -8.07
1784 | 1.0074 | -10.86
1785 | 1.0049 | -12.53
1786 | 1.0024 | -12.06
1787 | 1.0196 | -8.9
1788 | 1.0292 | -3.51
1789 | 1.0366 | -10.59
1790 | 1.033 | -11.27
1791 | 1.0364 | -17.34
1792 | 1.0373 | -12.2
1793 | 1.0376 | -8.51
1794 | 1.0387 | -9.69
1795 | 1.0362 | -11.92
1796 | 1.0147 | -9.04
1797 | 1.0211 | -6.08
1798 | 1.0155 | -7.59
1799 | 1.0086 | -10.56
1800 | 1.0112 | 5.14
1801 | 1.0276 | -3.35
1802 | 1.0292 | 1.94
1803 | 1.0258 | -7.25
1804 | 1.0317 | -6.88
1805 | 1.0338 | -14.1
1806 | 1.0316 | -10.18
1807 | 1.0317 | -11
1808 | 1.0345 | 6.01
1809 | 1.0197 | -26.39
1810 | 1.0194 | -26.11
1811 | 1.0183 | -24.99
1812 | 1.0321 | -23.37
1813 | 1.0258 | -26.8
1814 | 1.0307 | -24.13
1815 | 1.0252 | -24.84
1816 | 1.0276 | -23.88
1817 | 1.0321 | -18.84
1818 | 1.0289 | -21.34
1819 | 1.0399 | -14.5
1820 | 1.0388 | -17.69
1821 | 1.0406 | -15.12
1822 | 1.0401 | -12.58
1823 | 1.0366 | -13.99
1824 | 1.0371 | -16.08
1825 | 1.0272 | -16.34
1826 | 1.0206 | -17.79
1827 | 1.0142 | -17.9
1828 | 1.0384 | -15.08
1829 | 1.0402 | -13.68
1830 | 1.0386 | -14.71
1831 | 1.0384 | -14.61
1832 | 1.0401 | -14
1833 | 1.0275 | -21.68
1834 | 1.0299 | -19.49
1835 | 1.0326 | -19.06
1836 | 1.0285 | -16.91
1837 | 1.0285 | -16.26
1838 | 1.0264 | -17.78
1839 | 1.0219 | -18.48
1840 | 1.0196 | -18.58
1841 | 1.0155 | 26.63
1842 | 1.0232 | 12.01
1843 | 1.0324 | 16.94
1844 | 1.0363 | 4.91
1845 | 1.0298 | 8.66
1846 | 1.0301 | 9.26
1847 | 1.0369 | 6.35
1848 | 1.0209 | 18.51
1849 | 1.0281 | -24.41
1850 | 1.0331 | -22.02
1851 | 1.0291 | -19.68
1852 | 1.0362 | -13.55
1853 | 1.0247 | 11.73
1854 | 1.0289 | -23.78
1855 | 1.0234 | 17.67
1856 | 1.0343 | -17.01
1857 | 1.0095 | 16.91
1858 | 1.0234 | 18.13
1859 | 1.0379 | -15.51
1860 | 1.023 | -3.48
1861 | 1.0269 | -24.26
1862 | 1.0351 | -15.71
1863 | 1.0299 | -20.48
1864 | 1.0399 | 10.01
1865 | 1.0387 | 8.79
1866 | 1.0383 | -20.84
1867 | 1.0333 | 9.51
1868 | 1.0236 | -17.95
1869 | 1.0399 | 12.79
1870 | 1.0174 | 26.05
1871 | 1.0371 | 4.9
1872 | 1.0228 | 0.65
1873 | 1.0172 | 19.95
1874 | 1.0281 | -4.03
1875 | 1.0248 | 10.91
1876 | 1.0401 | 11.02
1877 | 1.0378 | -13.55
1878 | 1.0292 | -19.74
1879 | 1.035 | 16.66
1880 | 1.0182 | 27.62
1881 | 1.0357 | -17.51
1882 | 1.0252 | -16.75
1883 | 1.0289 | -0.65
1884 | 1.0379 | -16.68
1885 | 1.0092 | -12.19
1886 | 1.0116 | -22.92
1887 | 1.0142 | -25.46
1888 | 1.0174 | -21.46
1889 | 1.0237 | -22.45
1890 | 1.0021 | -11.77
1891 | 1.0248 | -26.66
1892 | 1.0303 | 2.29
1893 | 1.0236 | -18.14
1894 | 1.0311 | 17.9
1895 | 1.0001 | -12.96
1896 | 1.0328 | -13.63
1897 | 1.028 | -26.47
1898 | 1.0265 | -26.3
1899 | 1.0178 | -18.1
1900 | 1.0026 | -9.57
1901 | 1.0383 | -14.92
1902 | 1.0152 | -17.46
1903 | 1.0237 | -26.91
1904 | 1.0292 | -19.65
1905 | 1.0171 | -6.95
1906 | 1.0209 | -21.03
1907 | 1.0308 | -7.87
1908 | 1.0323 | -14.1
1909 | 1.0191 | -18.42
1910 | 1.0244 | -7.46
1911 | 1.0193 | -25.82
1912 | 1.0319 | 0.81
1913 | 1.0123 | -25.62
1914 | 1.0253 | -4.2
1915 | 1.0263 | -26.48
1916 | 1.0077 | -10.26
1917 | 1.018 | 25.56
1918 | 1.0256 | -21.82
1919 | 1.0133 | -25.06
1920 | 1.0064 | -11.52
1921 | 1.0056 | -12.36
1922 | 1.0107 | -22.35
1923 | 1.0153 | -21.81
1924 | 1.0082 | -12.29
1925 | 1.0129 | -18.53
1926 | 1.0235 | -18.19
1927 | 1.0116 | -25.22
1928 | 1.0328 | -22.4
1929 | 1.0274 | -21.32
1930 | 1.0119 | -25.6
1931 | 1.0184 | -6.71
1932 | 1.0036 | -11.5
1933 | 1.0105 | -11.78
1934 | 1.0104 | -11.92
1935 | 1.0184 | -18.57
1936 | 1.0245 | 11.52
1937 | 1.007 | -12.33
1938 | 1.0397 | -15.06
1939 | 1.027 | -26.61
1940 | 1.0183 | -16.28
1941 | 1.0229 | -17.04
1942 | 1.0144 | -7.98
1943 | 1.0281 | -20.41
1944 | 1.0255 | -7.47
1945 | 1.0109 | -8.49
1946 | 1.0099 | -24.87
1947 | 1.016 | -7.23
1948 | 1.0274 | -7.83
1949 | 1.0239 | -1.73
1950 | 1.0366 | 5.52
1951 | 1.0011 | -11.9
1952 | 1.01 | -9.23
1953 | 1.0189 | -6.44
1954 | 1.0249 | 15.6
1955 | 1.0181 | -21.34
1956 | 1.013 | -17.68
1957 | 1.0069 | -11.3
1958 | 1.0338 | -17.84
1959 | 0.9974 | -13.09
1960 | 1.0146 | -18.59
1961 | 1.0105 | -18.62
1962 | 1.0238 | -26.67
1963 | 1.0115 | -26.14
1964 | 1.0223 | -12.86
1965 | 1.0334 | -10.27
1966 | 1.0166 | -23.67
1967 | 1.0285 | -26.33
1968 | 1.0232 | -26.75
1969 | 1.0235 | -23.66
1970 | 1.0259 | -20.42
1971 | 1.0216 | -17.2
1972 | 1.0151 | -22.52
1973 | 1.0282 | -3.47
1974 | 1.0131 | -17.88
1975 | 1.0361 | -10.73
1976 | 1.0202 | 19.2
1977 | 1.0116 | -25.72
1978 | 1.039 | 8.78
1979 | 1.0152 | -18.2
1980 | 1.0154 | -18.28
1981 | 1.0143 | -13.75
1982 | 1.0194 | -26.76
1983 | 1.022 | -25.5
1984 | 1.0237 | -6.27
1985 | 1.044 | 14.49
1986 | 1.0373 | -16.87
1987 | 1.0115 | -8.41
1988 | 1.0232 | -26.67
1989 | 1.0319 | -11.63
1990 | 1.0245 | 17.62
1991 | 1.0022 | -12.92
1992 | 1.0405 | 15
1993 | 1.0074 | -11.16
1994 | 1.0357 | 10.06
1995 | 1.0385 | -13.81
1996 | 1.0077 | -25.38
1997 | 1.0244 | -26.59
1998 | 1.0388 | 17.63
1999 | 1.0248 | -25.18
2000 | 1.0279 | -12.87
2001 | 1.0123 | -10.54
2002 | 1.0008 | -12.89
2003 | 1.0378 | -20.1
2004 | 1.0226 | -18.03
2005 | 1.0035 | -12.17
2006 | 1.0098 | -12.1
2007 | 1.0306 | 0.49